{"text_format":"3","workbook":"xls","n_sheets":12,"sheets":["封-2_招标控制价","扉-2_招标控制价","表-01_总说明","表-02_建设项目招标控制价汇总表","表-04_单位工程招标控制价汇总表","表-08_分部分项工程和单价措施项目清单与计价表","表-09_工程量清单综合单价分析表","表-11_总价措施项目清单与计价表","表-14_税前项目清单与计价表","表-15_规费、增值税计价表","主要材料及价格表(有信息价)","税前项目工程量清单综合单价分析表"],"read":"whole","date_system":"1900","formulas":"cached_only"}

{"sheet":"封-2_招标控制价","index":0,"n_rows":12,"n_cols":4,"rows_kept":12,"merged":[[0,1,0,2],[1,1,1,3],[2,2,3,2],[5,2,6,2],[8,1,8,3],[9,1,9,2],[10,0,10,1],[10,2,10,4]],"flags":["formulas_cached_only"]}
[null,"广西中医药大学中国-东盟传统医药文化交流中心、宿舍综合楼、学术报告厅周边景观工程(学术报告厅)"]
[null,"招 标 控 制 价"]
[null,null,"广西中医药大学"]
[null,"招  标  人:"]
[null,null,"(单位盖章)"]
[null,null,"广西华寅工程造价咨询有限公司"]
[null,"造价咨询人:"]
[null,null,"(单位盖章)"]
[null,"2021年04月19日"]
[null,"软件名称及版本号：博奥清单计价软件V17（版本号：17.0.01）\r\n工程计价软件测评合格编号：2016J02\r\n"]
[]
[{"$nulls":3},"封-2"]

{"sheet":"扉-2_招标控制价","index":1,"n_rows":46,"n_cols":9,"rows_kept":46,"merged":[[1,1,1,6],[5,1,5,7],[11,0,11,1],[11,3,11,7],[13,3,14,7],[18,2,19,4],[18,6,19,8],[19,0,19,1],[20,2,20,4],[20,6,20,8],[24,0,24,1],[24,2,25,4],[24,6,25,8],[25,0,25,1],[26,2,26,4],[26,6,26,8],[30,2,31,4],[30,6,31,8],[31,0,31,1],[32,2,32,4],[32,6,32,8],[37,0,37,1],[37,2,37,4],[37,6,37,8],[42,2,42,6]],"flags":["formulas_cached_only"]}
[]
[null,"广西中医药大学中国-东盟传统医药文化交流中心、宿舍综合楼、学术报告厅周边景观工程(学术报告厅)"]
[]
[]
[]
[null,"招 标 控 制 价"]
[]
[]
[]
[]
[]
["  招标控制价",null,"(小写):","1350061.42元"]
[]
[{"$nulls":3},"壹佰叁拾伍万零陆拾壹元肆角贰分"]
[null,null,"(大写):"]
[]
[]
[]
[null,null,"广西中医药大学",null,null,"工程造价  ","广西华寅工程造价咨询有限公司"]
["  招  标  人:",{"$nulls":4},"咨 询 人："]
[null,null,"（单位盖章）",{"$nulls":3},"（单位资质专用章）"]
[]
[]
[]
["  法定代表人 ",{"$nulls":4},"法定代表人  "]
["或其授权人：",{"$nulls":4},"或其授权人："]
[null,null,"（签字或盖章）",{"$nulls":3},"（签字或盖章）"]
[]
[]
[]
[]
["编  制  人：",{"$nulls":4},"复  核  人："]
["                 ",null,"（造价人员签字）",{"$nulls":3},"(造价工程师签字盖专用章)"]
[]
[]
[]
[]
["  编 制 时 间:",null,"2021年04月19日",null,null,"复 核 时 间："]
{"$rows_empty":7}
[{"$nulls":8},"扉-2"]

{"sheet":"表-01_总说明","index":2,"n_rows":38,"n_cols":3,"rows_kept":38,"merged":[[0,0,0,2],[2,0,36,2]],"flags":["formulas_cached_only"]}
["总  说  明"]
["工程名称:","广西中医药大学中国-东盟传统医药 文化交流中心、宿舍综合楼、学术报告厅周边景观工程(学术报告厅)","第1页 共1页"]
["一、工程概况：\r\n    工程名称：广西中医药大学中国-东盟传统医药 文化交流中心、宿舍综合楼、学术报告厅周边景观工程(学术报告厅)\r\n    项目内容：广场铺装、绿化、给排水、电气等\r\n    本项目位于广西壮族自治区首府南宁五合大道13号广西中医药大学（仙葫校区）,校区临近五合大道、仙葫大道。项目用地总面积为8124.2平方米。\r\n    二、编制依据：\r\n    （1）施工图设计文件。\r\n    （2）(GB5050-2013)《建设工程工程量清单计价规范》、(GB50500-2013)《建设工程工程量清单计价规范广西壮族自治区实施细则》。\r\n   （3）2013年《广西壮族自治区建筑装修装修工程消耗量定额》及相应费用定额、2013年《广西壮族自治区园林绿化工程消耗量定额》、2014年《广西壮族自治区市政工程消耗量定额》、2015年《广西壮族自治区安装工程消耗量定额》及相应费用定额及相应费用定额\r\n   （4）桂建标[2016]16号关于颁布2016年《广西壮族自治区建设工程费用定额》的通知。\r\n   （5）桂建标字[2018]19号文《关于调整建设工程定额人工费及有关费率的通知》。\r\n   （6）桂建标[2016]17号《自治区住房城乡建设厅关于建筑业实施营业税改增值税后广西壮族自治区建设工程计价依据调整的通知》。\r\n   （7）《自治区住房城乡建设部办公厅关于重新调整建设工程计价依据增值税税率通知》(建办标函[2019]193号)。\r\n   （8）本工程材料价按《南宁市建设工程造价信息》2021年第1期南宁市信息价确定。信息价中没有的材料价市场价询价。"]
{"$rows_empty":34}
[null,"表-01"]

{"sheet":"表-02_建设项目招标控制价汇总表","index":3,"n_rows":35,"n_cols":5,"rows_kept":35,"merged":[[0,0,0,4],[1,0,1,3],[2,0,4,0],[2,1,4,1],[2,2,4,2],[2,3,2,4],[3,3,4,3]],"flags":["formulas_cached_only"]}
["建设项目招标控制价汇总表"]
["工程名称:广西中医药大学中国-东盟传统医药文化交流中心、宿舍综合楼、学术报告厅周边景观工程(学术报告厅)",{"$nulls":3},"第1页 共1页"]
["序号","单项工程名称","金额(元)","其中:(元)"]
[{"$nulls":3},"暂估价","安全文明"]
[{"$nulls":4},"施工费"]
["1.1","广西中医药大学中国-东盟传统医药文化交流中心、宿舍综合楼、学术报告厅周边景观工程(学术报告厅)",1350061.42,null,8662.54]
[null,"        招标控制价合计",1350061.42,null,8662.54]
{"$rows_empty":27}
[{"$nulls":4},"表-02"]

{"sheet":"表-04_单位工程招标控制价汇总表","index":4,"n_rows":83,"n_cols":4,"rows_kept":83,"merged":[[0,0,0,3],[1,0,1,2],[41,0,41,3],[42,0,42,2]],"flags":["formulas_cached_only"]}
["单位工程招标控制价汇总表"]
["工程名称:广西中医药大学中国-东盟传统医药文化交流中心、宿舍综合楼、学术报告厅周边景观工程(学术报告厅)",null,null,"第1页 共2页"]
["序号","汇总内容","金额(元)","备注"]
[null,"广西中医药大学中国-东盟传统医药文化交流中心、宿舍综合楼、学术报告厅周边景观工程(学术报告厅)-绿化"]
["1","分部分项工程和单价措施项目清单计价合计",125147.72]
[" 1.1","  其中:暂估价"]
["2","总价措施项目清单计价合计",1987.41]
[" 2.1","  其中:安全文明施工费",{"v":1375.9,"d":"1375.90"}]
["3","其他项目清单计价合计"]
["4","税前项目清单计价合计"]
["5","规费",7301.98]
["6","增值税",12099.34]
["7","工程总造价=1+2+3+4+5+6",146536.45]
[null,"广西中医药大学中国-东盟传统医药文化交流中心、宿舍综合楼、学术报告厅周边景观工程(学术报告厅)-园林"]
["1","分部分项工程和单价措施项目清单计价合计",{"v":842214.9,"d":"842214.90"}]
[" 1.1","  其中:暂估价"]
["2","总价措施项目清单计价合计",9331.86]
[" 2.1","  其中:安全文明施工费",{"v":4940.4,"d":"4940.40"}]
["3","其他项目清单计价合计"]
["4","税前项目清单计价合计",{"v":73720,"d":"73720.00"}]
["5","规费",31042.17]
["6","增值税",{"v":86067.8,"d":"86067.80"}]
["7","工程总造价=1+2+3+4+5+6",1042376.73]
[null,"广西中医药大学中国-东盟传统医药文化交流中心、宿舍综合楼、学术报告厅周边景观工程(学术报告厅)-电气"]
["1","分部分项工程和单价措施项目清单计价合计",38970.19]
[" 1.1","  其中:暂估价"]
["2","总价措施项目清单计价合计",{"v":1266.3,"d":"1266.30"}]
[" 2.1","  其中:安全文明施工费",917.91]
["3","其他项目清单计价合计"]
["4","税前项目清单计价合计"]
["5","规费",1740.35]
["6","增值税",3777.92]
["7","工程总造价=1+2+3+4+5+6",45754.76]
[null,"广西中医药大学中国-东盟传统医药文化交流中心、宿舍综合楼、学术报告厅周边景观工程(学术报告厅)-给排水"]
["1","分部分项工程和单价措施项目清单计价合计",101070.98]
[" 1.1","  其中:暂估价"]
["2","总价措施项目清单计价合计",1884.43]
[" 2.1","  其中:安全文明施工费",1428.33]
["3","其他项目清单计价合计"]
["4","税前项目清单计价合计"]
[null,null," ","表-04"]
["单位工程招标控制价汇总表"]
["工程名称:广西中医药大学中国-东盟传统医药文化交流中心、宿舍综合楼、学术报告厅周边景观工程(学术报告厅)",null,null,"第2页 共2页"]
["序号","汇总内容","金额(元)","备注"]
["5","规费",2910.17]
["6","增值税",{"v":9527.9,"d":"9527.90"}]
["7","工程总造价=1+2+3+4+5+6",115393.48]
[null,"工程项目汇总"]
["1","分部分项工程和单价措施项目清单计价合计",1107403.79]
["1.1","  其中:暂估价"]
["2","总价措施项目清单计价合计",{"v":14470,"d":"14470.00"}]
["2.1","  其中:安全文明施工费",8662.54]
["3","其他项目清单计价合计"]
["4","税前项目清单计价合计",{"v":73720,"d":"73720.00"}]
["5","规费",42994.67]
["6","增值税",111472.96]
["7","工程总造价=1+2+3+4+5+6",1350061.42]
{"$rows_empty":25}
[null,null," ","表-04"]

{"sheet":"表-08_分部分项工程和单价措施项目清单与计价表","index":5,"n_rows":469,"n_cols":8,"rows_kept":469,"merged":[[0,0,0,7],[1,0,1,5],[1,6,1,7],[2,0,4,0],[2,1,4,1],[2,2,4,2],[2,3,4,3],[2,4,4,4],[2,5,2,7],[3,5,4,5],[3,6,4,6],[35,0,35,7],[36,0,36,5],[36,6,36,7],[37,0,39,0],[37,1,39,1],[37,2,39,2],[37,3,39,3],[37,4,39,4],[37,5,37,7],[38,5,39,5],[38,6,39,6],[72,0,72,7],[73,0,73,5],[73,6,73,7],[74,0,76,0],[74,1,76,1],[74,2,76,2],[74,3,76,3],[74,4,76,4],[74,5,74,7],[75,5,76,5],[75,6,76,6],[109,0,109,7],[110,0,110,5],[110,6,110,7],[111,0,113,0],[111,1,113,1],[111,2,113,2],[111,3,113,3],[111,4,113,4],[111,5,111,7],[112,5,113,5],[112,6,113,6],[146,0,146,7],[147,0,147,5],[147,6,147,7],[148,0,150,0],[148,1,150,1],[148,2,150,2],[148,3,150,3],[148,4,150,4],[148,5,148,7],[149,5,150,5],[149,6,150,6],[185,0,185,7],[186,0,186,5],[186,6,186,7],[187,0,189,0],[187,1,189,1],[187,2,189,2],[187,3,189,3],[187,4,189,4],[187,5,187,7],[188,5,189,5],[188,6,189,6],[225,0,225,7],[226,0,226,5],[226,6,226,7],[227,0,229,0],[227,1,229,1],[227,2,229,2],[227,3,229,3],[227,4,229,4],[227,5,227,7],[228,5,229,5],[228,6,229,6],[265,0,265,7],[266,0,266,5],[266,6,266,7],[267,0,269,0],[267,1,269,1],[267,2,269,2],[267,3,269,3],[267,4,269,4],[267,5,267,7],[268,5,269,5],[268,6,269,6],[306,0,306,7],[307,0,307,5],[307,6,307,7],[308,0,310,0],[308,1,310,1],[308,2,310,2],[308,3,310,3],[308,4,310,4],[308,5,308,7],[309,5,310,5],[309,6,310,6],[346,0,346,7],[347,0,347,5],[347,6,347,7],[348,0,350,0],[348,1,350,1],[348,2,350,2],[348,3,350,3],[348,4,350,4],[348,5,348,7],[349,5,350,5],[349,6,350,6],[386,0,386,7],[387,0,387,5],[387,6,387,7],[388,0,390,0],[388,1,390,1],[388,2,390,2],[388,3,390,3],[388,4,390,4],[388,5,388,7],[389,5,390,5],[389,6,390,6],[426,0,426,7],[427,0,427,5],[427,6,427,7],[428,0,430,0],[428,1,430,1],[428,2,430,2],[428,3,430,3],[428,4,430,4],[428,5,428,7],[429,5,430,5],[429,6,430,6]],"flags":["formulas_cached_only"]}
["分部分项工程和单价措施项目清单与计价表"]
["工程名称:广西中医药大学中国-东盟传统医药文化交流中心、宿舍综合楼、学术报告厅周边景观工程(学术报告厅) ",{"$nulls":5},"第1页 共12页"]
["序\r\n\r\n号","项目编码","项目名称及\r\n项目特征描述","计量单位","工程量","金额(元)"]
[{"$nulls":5},"综合单价","合 价","其中："]
[{"$nulls":7},"暂估价"]
[null,null,"广西中医药大学中国-东盟传统医药文化交流中心、宿舍综合楼、学术报告厅周边景观工程(学术报告厅)-绿化",{"$nulls":3},125147.72]
[null,null,"分部分项工程",{"$nulls":3},125147.72]
[null,null,"乔木",{"$nulls":3},38754.97]
["1","050102001001","栽植乔木","株","15",1665.53,24982.95]
[null,null,"1.种类:香樟"]
[null,null,"2.苗木规格：胸径14-15cm，高度500-550cm，冠幅250-300cm"]
[null,null,"3.苗木备注：容器全冠苗,≥三级分枝,主要侧枝完整"]
[null,null,"4.养护期:12个月"]
[null,null,"5.含绿地整、翻、清理，场地清理、养护施肥等"]
[null,null,"6.杉木杆支撑：四角支撑"]
["2","050102001002","栽植乔木","株","1",2368.54,2368.54]
[null,null,"1.种类:凤凰木A"]
[null,null,"2.苗木规格：胸径15-16cm，高度450-500cm，冠幅300-350cm"]
[null,null,"3.苗木备注：容器全冠苗,不截顶,三层分枝以上,主要侧枝完整,规则种植时分支点高度、枝数须统一"]
[null,null,"4.养护期:12个月"]
[null,null,"5.含绿地整、翻、清理，场地清理、养护施肥等"]
[null,null,"6.杉木杆支撑：四角支撑"]
["3","050102001003","栽植乔木","株","2",997.72,1995.44]
[null,null,"1.种类:鸡爪槭"]
[null,null,"2.苗木规格：胸径7-8cm，高度250-300cm，冠幅200-250cm"]
[null,null,"3.苗木备注：容器苗,多枝丰满,枝型招展,分枝数≥5"]
[null,null,"4.养护期:12个月"]
[null,null,"5.含绿地整、翻、清理，场地清理、养护施肥等"]
["4","050102001004","栽植乔木","株","3",{"v":834.2,"d":"834.20"},{"v":2502.6,"d":"2502.60"}]
[null,null,"1.种类:黄皮"]
[null,null,"2.苗木规格：地径8-10cm，高度250-300cm，冠幅100-200cm"]
[null,null,"3.苗木备注：容器全冠苗,主要侧枝完整 ,冠型饱满"]
[null,null,"4.养护期:12个月"]
[null,null,"5.含绿地整、翻、清理，场地清理、养护施肥等"]
[{"$nulls":7},"表-08"]
["分部分项工程和单价措施项目清单与计价表"]
["工程名称:广西中医药大学中国-东盟传统医药文化交流中心、宿舍综合楼、学术报告厅周边景观工程(学术报告厅) ",{"$nulls":5},"第2页 共12页"]
["序\r\n\r\n号","项目编码","项目名称及\r\n项目特征描述","计量单位","工程量","金额(元)"]
[{"$nulls":5},"综合单价","合 价","其中："]
[{"$nulls":7},"暂估价"]
[null,null,"6.杉木杆支撑：四角支撑"]
["5","050102001005","栽植乔木","株","6",285.18,1711.08]
[null,null,"1.种类:八月桂"]
[null,null,"2.苗木规格：胸径7-8cm，高度200-250cm，冠幅180-200cm"]
[null,null,"3.苗木备注：容器全冠苗,主要侧枝完整 ,冠型饱满"]
[null,null,"4.养护期:12个月"]
[null,null,"5.含绿地整、翻、清理，场地清理、养护施肥等"]
["6","050102001006","栽植乔木","株","3",472.64,1417.92]
[null,null,"1.种类:红花鸡蛋花"]
[null,null,"2.苗木规格：地径7-8cm，高度200-250cm，冠幅200-250cm"]
[null,null,"3.苗木备注：容器全冠苗, ≥五级分枝,≥40分支,单株,碗状,红花,"]
[null,null,"4.养护期:12个月"]
[null,null,"5.含绿地整、翻、清理，场地清理、养护施肥等"]
["7","050102001007","栽植乔木","株","19",198.76,3776.44]
[null,null,"1.种类:红车"]
[null,null,"2.苗木规格：胸径3-4cm，高度150-200cm，冠幅80-100cm"]
[null,null,"3.苗木备注：容器苗,塔型,植株丰满"]
[null,null,"4.养护期:12个月"]
[null,null,"5.含绿地整、翻、清理，场地清理、养护施肥等"]
[null,null,"孤植灌木",{"$nulls":3},10611.92]
["8","050102002001","栽植灌木","株","6",{"v":188.4,"d":"188.40"},{"v":1130.4,"d":"1130.40"}]
[null,null,"1.种类:黄金榕球"]
[null,null,"2.苗木规格：高度120-150cm，冠幅100-120cm"]
[null,null,"3.苗木备注：容器苗,球状,植株丰满,叶色鲜艳"]
[null,null,"5.养护期:12个月"]
[null,null,"5.含绿地整、翻、清理，场地清理、养护施肥等"]
["9","050102002002","栽植灌木","株","10",115.51,{"v":1155.1,"d":"1155.10"}]
[null,null,"1.种类:含笑"]
[null,null,"2.苗木规格：高度90-100cm，冠幅70-80cm"]
[null,null,"3.苗木备注：容器苗,球状,植株丰满,叶色鲜艳"]
[null,null,"5.养护期:12个月"]
[{"$nulls":7},"表-08"]
["分部分项工程和单价措施项目清单与计价表"]
["工程名称:广西中医药大学中国-东盟传统医药文化交流中心、宿舍综合楼、学术报告厅周边景观工程(学术报告厅) ",{"$nulls":5},"第3页 共12页"]
["序\r\n\r\n号","项目编码","项目名称及\r\n项目特征描述","计量单位","工程量","金额(元)"]
[{"$nulls":5},"综合单价","合 价","其中："]
[{"$nulls":7},"暂估价"]
[null,null,"5.含绿地整、翻、清理，场地清理、养护施肥等"]
["10","050102002003","栽植灌木","株","25",87.39,2184.75]
[null,null,"1.种类:粉色夹竹桃"]
[null,null,"2.苗木规格：多枝，高度90-100cm，冠幅70-80cm"]
[null,null,"3.苗木备注：容器苗,植株丰满"]
[null,null,"5.养护期:12个月"]
[null,null,"5.含绿地整、翻、清理，场地清理、养护施肥等"]
["11","050102002004","栽植灌木","株","26",128.18,3332.68]
[null,null,"1.种类:花叶女贞球"]
[null,null,"2.苗木规格：高度80-90cm，冠幅70-80cm"]
[null,null,"3.苗木备注：容器苗,球形密实,不空脚"]
[null,null,"5.养护期:12个月"]
[null,null,"5.含绿地整、翻、清理，场地清理、养护施肥等"]
["12","050102002005","栽植灌木","株","21",114.83,2411.43]
[null,null,"1.种类:红花继木球"]
[null,null,"2.苗木规格：高度70-80cm，冠幅50-60cm"]
[null,null,"3.苗木备注：容器苗,球状,植株丰满,叶色鲜艳"]
[null,null,"5.养护期:12个月"]
[null,null,"5.含绿地整、翻、清理，场地清理、养护施肥等"]
["13","050102002006","栽植灌木","株","12",33.13,397.56]
[null,null,"1.种类:姜花"]
[null,null,"2.苗木规格：高度50-60cm，冠幅40-50cm"]
[null,null,"3.苗木备注：容器苗,植株丰满,不空脚"]
[null,null,"5.养护期:12个月"]
[null,null,"5.含绿地整、翻、清理，场地清理、养护施肥等"]
[null,null,"片植灌木",{"$nulls":3},55513.28]
["14","桂050102017001","栽植片植灌木","㎡","122.00",{"v":113.8,"d":"113.80"},{"v":13883.6,"d":"13883.60"}]
[null,null,"1.种类:黄金榕"]
[null,null,"2.苗木规格：高度30-35cm，冠幅20-25cm"]
[null,null,"3.苗木备注：袋苗25株/平方米,多枝,一级分枝数>5枝,控制修剪高度40-50"]
[null,null,"4.养护期:12个月"]
[{"$nulls":7},"表-08"]
["分部分项工程和单价措施项目清单与计价表"]
["工程名称:广西中医药大学中国-东盟传统医药文化交流中心、宿舍综合楼、学术报告厅周边景观工程(学术报告厅) ",{"$nulls":5},"第4页 共12页"]
["序\r\n\r\n号","项目编码","项目名称及\r\n项目特征描述","计量单位","工程量","金额(元)"]
[{"$nulls":5},"综合单价","合 价","其中："]
[{"$nulls":7},"暂估价"]
[null,null,"5.含绿地整、翻、清理，场地清理、养护施肥等"]
["15","桂050102017002","栽植片植灌木","㎡","158.00",101.65,{"v":16060.7,"d":"16060.70"}]
[null,null,"1.种类:鹅掌柴"]
[null,null,"2.苗木规格：高度30-35cm，冠幅20-25cm"]
[null,null,"3.苗木备注：袋苗25株/平方米,多枝,一级分枝数>5枝"]
[null,null,"4.养护期:12个月"]
[null,null,"5.含绿地整、翻、清理，场地清理、养护施肥等"]
["16","桂050102017003","栽植片植灌木","㎡","178.00",75.47,13433.66]
[null,null,"1.种类:福建茶"]
[null,null,"2.苗木规格：高度25-30cm，冠幅15-20cm"]
[null,null,"3.苗木备注：袋苗36株/平方米,多枝,一级分枝数>5枝,控制修剪高度30-40"]
[null,null,"4.养护期:12个月"]
[null,null,"5.含绿地整、翻、清理，场地清理、养护施肥等"]
["17","桂050102017004","栽植片植灌木","㎡","39.00",67.31,2625.09]
[null,null,"1.种类:软枝黄蝉"]
[null,null,"2.苗木规格：高度40-50cm，冠幅30-40cm"]
[null,null,"3.苗木备注：袋苗9株/平方米,多枝"]
[null,null,"4.养护期:12个月"]
[null,null,"5.含绿地整、翻、清理，场地清理、养护施肥等"]
["18","桂050102017005","栽植片植花卉","㎡","21.00",87.23,1831.83]
[null,null,"1.种类:紫雪茄花"]
[null,null,"2.苗木规格：高度15-20cm，冠幅15-20cm"]
[null,null,"3.苗木备注：袋苗49株/平方米,植株丰满"]
[null,null,"4.养护期:12个月"]
[null,null,"5.含绿地整、翻、清理，场地清理、养护施肥等"]
["19","桂050102017006","栽植片植花卉","㎡","24.00",{"v":144.5,"d":"144.50"},{"v":3468,"d":"3468.00"}]
[null,null,"1.种类:鼠尾草"]
[null,null,"2.苗木规格：高度25-30cm，冠幅25-30cm"]
[null,null,"3.苗木备注：袋苗16株/平方米"]
[null,null,"4.养护期:12个月"]
[null,null,"5.含绿地整、翻、清理，场地清理、养护施肥等"]
[{"$nulls":7},"表-08"]
["分部分项工程和单价措施项目清单与计价表"]
["工程名称:广西中医药大学中国-东盟传统医药文化交流中心、宿舍综合楼、学术报告厅周边景观工程(学术报告厅) ",{"$nulls":5},"第5页 共12页"]
["序\r\n\r\n号","项目编码","项目名称及\r\n项目特征描述","计量单位","工程量","金额(元)"]
[{"$nulls":5},"综合单价","合 价","其中："]
[{"$nulls":7},"暂估价"]
["20","桂050102017007","栽植片植花卉","㎡","38.00",{"v":110.8,"d":"110.80"},{"v":4210.4,"d":"4210.40"}]
[null,null,"1.种类:萱草"]
[null,null,"2.苗木规格：高度20-30cm，冠幅20-25cm"]
[null,null,"3.苗木备注：袋苗25株/平方米"]
[null,null,"4.养护期:12个月"]
[null,null,"5.含绿地整、翻、清理，场地清理、养护施肥等"]
[null,null,"种植草皮",{"$nulls":3},{"v":1376.4,"d":"1376.40"}]
["21","050102012001","铺种草皮","㎡","40.00",34.41,{"v":1376.4,"d":"1376.40"}]
[null,null,"1.草皮种类:马尼拉草"]
[null,null,"2.铺种方式:满铺"]
[null,null,"3.苗木规格：高度5-10cm"]
[null,null,"4.苗木备注：30*30cm,草皮满铺,不含停车场植草砖草皮"]
[null,null,"5.养护期:12个月"]
[null,null,"6.含绿地整、翻、清理，场地清理、养护施肥等"]
[null,null,"种植土",{"$nulls":3},18891.15]
["22","050101009001","种植土回(换)填","","55.80",158.21,8828.12]
[null,null,"1.树叶腐殖肥30%"]
["23","050101009002","种植土回(换)填","","130.20",53.67,6987.83]
[null,null,"1.新种植土70%"]
["24","桂050101018001","整理绿化用地","㎡","620.00",4.96,{"v":3075.2,"d":"3075.20"}]
[null,null,"     小    计",{"$nulls":3},125147.72]
[null,null,"     ∑人工费",{"$nulls":3},23107.53]
[null,null,"     ∑材料费",{"$nulls":3},{"v":82563.6,"d":"82563.60"}]
[null,null,"     ∑机械费",{"$nulls":3},8742.02]
[null,null,"     ∑管理费",{"$nulls":3},6958.11]
[null,null,"     ∑利  润",{"$nulls":3},3776.46]
[null,null,"     合    计",{"$nulls":3},125147.72]
[null,null,"     ∑人工费",{"$nulls":3},23107.53]
[null,null,"     ∑材料费",{"$nulls":3},{"v":82563.6,"d":"82563.60"}]
[null,null,"     ∑机械费",{"$nulls":3},8742.02]
[null,null,"     ∑管理费",{"$nulls":3},6958.11]
[null,null,"     ∑利  润",{"$nulls":3},3776.46]
[null,null,"广西中医药大学中国-东盟传统医药文化交流中心、宿舍综合楼、学术报告厅周边景观工程(学术报告厅)-园林",{"$nulls":3},{"v":842214.9,"d":"842214.90"}]
[{"$nulls":7},"表-08"]
["分部分项工程和单价措施项目清单与计价表"]
["工程名称:广西中医药大学中国-东盟传统医药文化交流中心、宿舍综合楼、学术报告厅周边景观工程(学术报告厅) ",{"$nulls":5},"第6页 共12页"]
["序\r\n\r\n号","项目编码","项目名称及\r\n项目特征描述","计量单位","工程量","金额(元)"]
[{"$nulls":5},"综合单价","合 价","其中："]
[{"$nulls":7},"暂估价"]
[null,null,"分部分项工程",{"$nulls":3},{"v":842214.9,"d":"842214.90"}]
[null,null,"2、园路园桥",{"$nulls":3},{"v":842214.9,"d":"842214.90"}]
["25","桂050201016001","园路基层","㎡","2602.82",62.65,163066.67]
[null,null,"C15混凝土垫层"]
["26","桂050201016002","园路基层","㎡","2635.26",26.24,69149.22]
[null,null,"150厚级配碎石垫层"]
["27","桂050201017001","园路面层","㎡","304.30",193.91,59006.81]
[null,null,"600*600*30厚火烧面芝麻白花岗岩（人行）"]
[null,null,"30厚1:4干硬性水泥砂浆找平层"]
[null,null,"100厚C15混凝土垫层（另列清单）"]
[null,null,"150厚级配碎石垫层（另列清单）"]
[null,null,"素土夯实,压实系数≥93%"]
["28","050201017001","园路面层","㎡","2121.90",218.45,463529.06]
[null,null,"600*600*40厚火烧面芝麻白花岗岩（车行）"]
[null,null,"30厚1:4干硬性水泥砂浆找平层"]
[null,null,"150厚C15混凝土垫层（另列清单）"]
[null,null,"150厚级配碎石垫层（重型压实度≥95%）（另列清单）"]
[null,null,"素土夯实,压实系数≥95%"]
["29","桂050201017002","园路面层","㎡","79.33",376.25,29847.91]
[null,null,"600*300*30厚火烧面中国红花岗岩（收边）"]
[null,null,"30厚1:4干硬性水泥砂浆找平层"]
[null,null,"100厚C15混凝土垫层（另列清单）"]
[null,null,"150厚级配碎石垫层（另列清单）"]
[null,null,"素土夯实,压实系数≥93%"]
["30","050201003001","路缘石铺设","m","29.60",80.13,2371.85]
[null,null,"600*150*150厚光面芝麻黑花岗岩平缘石"]
[null,null,"30厚1:4干硬性水泥砂浆找平层"]
[null,null,"100厚C15混凝土（另列清单）"]
[null,null,"150厚级配碎石垫层（另列清单）"]
[null,null,"素土夯实,压实系数≥93%"]
["31","050201003002","路缘石铺设","m","619.00",74.91,46369.29]
[null,null,"600*150*300厚光面芝麻黑花岗岩立缘石"]
[null,null,"30厚1:4干硬性水泥砂浆找平层"]
[null,null,"100厚C15混凝土（另列清单）"]
[{"$nulls":7},"表-08"]
["分部分项工程和单价措施项目清单与计价表"]
["工程名称:广西中医药大学中国-东盟传统医药文化交流中心、宿舍综合楼、学术报告厅周边景观工程(学术报告厅) ",{"$nulls":5},"第7页 共12页"]
["序\r\n\r\n号","项目编码","项目名称及\r\n项目特征描述","计量单位","工程量","金额(元)"]
[{"$nulls":5},"综合单价","合 价","其中："]
[{"$nulls":7},"暂估价"]
[null,null,"150厚级配碎石垫层（另列清单）"]
[null,null,"素土夯实,压实系数≥93%"]
["32","011107001001","石材台阶面","㎡","21.42",414.29,8874.09]
[null,null,"面贴600*600*30厚火烧面芝麻白花岗岩"]
[null,null,"100厚C15混凝土"]
[null,null,"100厚1:3:6石灰、砂、碎石三合土"]
[null,null,"素土夯实"]
[null,null,"做法参考图集11ZJ901 15/9"]
[null,null,"     小    计",{"$nulls":3},{"v":842214.9,"d":"842214.90"}]
[null,null,"     ∑人工费",{"$nulls":3},98234.71]
[null,null,"     ∑材料费",{"$nulls":3},688443.21]
[null,null,"     ∑机械费",{"$nulls":3},16126.37]
[null,null,"     ∑管理费",{"$nulls":3},25973.84]
[null,null,"     ∑利  润",{"$nulls":3},13436.78]
[null,null,"     合    计",{"$nulls":3},{"v":842214.9,"d":"842214.90"}]
[null,null,"     ∑人工费",{"$nulls":3},98234.71]
[null,null,"     ∑材料费",{"$nulls":3},688443.21]
[null,null,"     ∑机械费",{"$nulls":3},16126.37]
[null,null,"     ∑管理费",{"$nulls":3},25973.84]
[null,null,"     ∑利  润",{"$nulls":3},13436.78]
[null,null,"广西中医药大学中国-东盟传统医药文化交流中心、宿舍综合楼、学术报告厅周边景观工程(学术报告厅)-电气",{"$nulls":3},38970.19]
[null,null,"分部分项工程",{"$nulls":3},38970.19]
[null,null,"B4 电气设备安装工程",{"$nulls":3},38970.19]
["33","030404017001","AL.JG照明配电箱","台","1",1356.75,1356.75]
[null,null,"元器件详见AL.JG配电系统图"]
[null,null,"防护等级：IP54"]
[null,null,"底部垫高0.3米落地室外安装，防水型"]
[null,null,"箱内元器件品牌相当于或优于“施耐德”产品"]
["34","030412008001","LED庭院灯 220V~40W","套","4",1569.55,{"v":6278.2,"d":"6278.20"}]
[null,null,"高度：3.5m"]
[null,null,"防护等级：IP65"]
[null,null,"色温：淡黄色"]
[null,null,"灯具品牌相当于或优于“三雄极光”牌产品"]
["35","桂030412014001","LED地灯 DC24V~18W","套","53",176.51,9355.03]
[{"$nulls":7},"表-08"]
["分部分项工程和单价措施项目清单与计价表"]
["工程名称:广西中医药大学中国-东盟传统医药文化交流中心、宿舍综合楼、学术报告厅周边景观工程(学术报告厅) ",{"$nulls":5},"第8页 共12页"]
["序\r\n\r\n号","项目编码","项目名称及\r\n项目特征描述","计量单位","工程量","金额(元)"]
[{"$nulls":5},"综合单价","合 价","其中："]
[{"$nulls":7},"暂估价"]
[null,null,"防护等级：IP65"]
[null,null,"色温：淡黄色"]
[null,null,"不锈钢+钢化玻璃+PC塑料"]
[null,null,"灯具品牌相当于或优于“三雄极光”牌产品"]
["36","030404034001","照明开关","套","4",28.13,112.52]
[null,null,"350W/24V"]
[null,null,"带防水雨盒，明装"]
[null,null,"品牌相当于或优于“西蒙”产品"]
["37","030408001001","铜芯电力电缆敷设 YJV-1KV-3*4m㎡","m","69.00",15.86,1094.34]
[null,null,"品牌相当于或优于“桂林国际”产品"]
["38","030411004001","铜芯聚氯乙烯绝缘聚氯乙烯护套软线 BVV-450V/750V-2*4.0m㎡","m","113.30",5.43,615.22]
[null,null,"品牌相当于或优于“桂林国际”产品"]
["39","030411001001","PVC塑料管埋地敷设 Φ40","m","60.00",11.53,{"v":691.8,"d":"691.80"}]
[null,null,"品牌相当于或优于\"新兴”产品"]
["40","030409001001","接地极","根","91",95.18,8661.38]
[null,null,"热镀锌角钢 L50X50X5,L=2500mm"]
["41","030409002001","接地母线","m","28.00",14.31,400.68]
[null,null,"热镀锌圆钢φ12"]
["42","桂030413011001","现浇基础","","1.35",623.68,841.97]
[null,null,"C20非泵送商品混凝土"]
["43","桂030413009001","C15混凝土管沟垫层","","2.83",177.08,501.14]
["44","040205001001","手井","座","1",366.57,366.57]
[null,null,"尺寸：480*480*900mm"]
[null,null,"水泥砂浆中砂 M7.5砌页岩标准砖 240×115×53"]
[null,null,"内壁抹灰：20mm水泥砂浆"]
[null,null,"内底部垫层：10cm砂"]
[null,null,"顶盖：复合材料井盖 井盖承载能力≥12吨(轻型荷载)"]
["45","040101002001","小型机械挖沟槽 一般土","","96.65",11.23,1085.38]
[null,null,"土壤类别:三类土"]
[null,null,"挖土深度:1.5m以内"]
["46","010103001001","小型机械回填","","33.91",212.52,7206.55]
[null,null,"中砂回填"]
["47","010103001002","小型机械回填","","59.35",5.94,352.54]
[null,null,"土方回填"]
["48","040101003001","挖基坑土方","","0.49",11.23,{"v":5.5,"d":"5.50"}]
[{"$nulls":7},"表-08"]
["分部分项工程和单价措施项目清单与计价表"]
["工程名称:广西中医药大学中国-东盟传统医药文化交流中心、宿舍综合楼、学术报告厅周边景观工程(学术报告厅) ",{"$nulls":5},"第9页 共12页"]
["序\r\n\r\n号","项目编码","项目名称及\r\n项目特征描述","计量单位","工程量","金额(元)"]
[{"$nulls":5},"综合单价","合 价","其中："]
[{"$nulls":7},"暂估价"]
[null,null,"土壤类别:三类土"]
[null,null,"挖土深度:1.5m以内"]
["49","040103002001","余土弃置(起步第lkm)","","3.88",{"v":5.3,"d":"5.30"},20.56]
[null,null,"12t自卸汽车运土"]
["50","040103002002","土方运输增(减) m3 . km","m3 . km","15.52",1.55,24.06]
[null,null,"12t自卸汽车运土"]
[null,null,"工程量暂按增运4公里列计，结算按实际运距作调整"]
[null,null,"     小    计",{"$nulls":3},38970.19]
[null,null,"     ∑人工费",{"$nulls":3},5507.42]
[null,null,"     ∑材料费",{"$nulls":3},27989.48]
[null,null,"     ∑机械费",{"$nulls":3},2066.13]
[null,null,"     ∑管理费",{"$nulls":3},2321.65]
[null,null,"     ∑利  润",{"$nulls":3},1085.56]
[null,null,"     合    计",{"$nulls":3},38970.19]
[null,null,"     ∑人工费",{"$nulls":3},5507.42]
[null,null,"     ∑材料费",{"$nulls":3},27989.48]
[null,null,"     ∑机械费",{"$nulls":3},2066.13]
[null,null,"     ∑管理费",{"$nulls":3},2321.65]
[null,null,"     ∑利  润",{"$nulls":3},1085.56]
[null,null,"广西中医药大学中国-东盟传统医药文化交流中心、宿舍综合楼、学术报告厅周边景观工程(学术报告厅)-给排水",{"$nulls":3},101070.98]
[null,null,"分部分项工程",{"$nulls":3},101070.98]
[null,null,"管网工程",{"$nulls":3},101070.98]
["51","040501004001","PE100塑料给水管及管件安装 DN32","m","114.26",13.51,1543.65]
[null,null,"PN=1.0MPa，承插电热熔连接"]
[null,null,"含水压试验、管道冲洗、通水、消毒"]
[null,null,"品牌相当于或优于“联塑”产品"]
["52","040501004002","PE100塑料给水管及管件安装 DN40","m","144.00",16.01,2305.44]
[null,null,"PN=1.0MPa，承插电热熔连接"]
[null,null,"含水压试验、管道冲洗、通水、消毒"]
[null,null,"品牌相当于或优于“联塑”产品"]
["53","040501004003","PE100塑料给水管及管件安装 DN50","m","5.93",21.66,128.44]
[null,null,"PN=1.0MPa，承插电热熔连接"]
[null,null,"含水压试验、管道冲洗、通水、消毒"]
[null,null,"品牌相当于或优于“联塑”产品"]
[{"$nulls":7},"表-08"]
["分部分项工程和单价措施项目清单与计价表"]
["工程名称:广西中医药大学中国-东盟传统医药文化交流中心、宿舍综合楼、学术报告厅周边景观工程(学术报告厅) ",{"$nulls":5},"第10页 共12页"]
["序\r\n\r\n号","项目编码","项目名称及\r\n项目特征描述","计量单位","工程量","金额(元)"]
[{"$nulls":5},"综合单价","合 价","其中："]
[{"$nulls":7},"暂估价"]
["54","040501002001","螺旋焊缝钢管 DN40","m","3.10",41.77,129.49]
[null,null,"壁厚6mm，PN=1.0MPa"]
["55","040501004004","增强聚丙烯(FRPP)中空双壁缠绕管 dn300","m","8.36",{"v":136.1,"d":"136.10"},{"v":1137.8,"d":"1137.80"}]
[null,null,"Sn≥8KN/m2"]
[null,null,"承插式胶圈接口"]
["56","040501004005","增强聚丙烯(FRPP)中空双壁缠绕管 dn500","m","52.39",332.67,17428.58]
[null,null,"Sn≥8KN/m2"]
[null,null,"承插式胶圈接口"]
["57","040502005001","快速取水阀 DN25","个","6",148.37,890.22]
[null,null,"含Φ210阀箱"]
[null,null,"品牌相当于或优于“上海冠龙”产品"]
["58","040502009001","旋翼式水表DN40 PN=1.0MPa","个","1",164.37,164.37]
[null,null,"连接方式：法兰连接"]
[null,null,"含表前闸阀"]
[null,null,"品牌相当于或优于“宁波杰克龙”产品"]
["59","040502005002","低压螺纹阀门","个","1",71.37,71.37]
[null,null,"铸铁闸阀"]
[null,null,"DN40 PN=1.0MPa"]
[null,null,"连接方式：法兰连接"]
[null,null,"品牌相当于或优于“上海冠龙”产品"]
["60","040502005003","压力型真空破坏器 DN40","个","1",73.38,73.38]
[null,null,"品牌相当于或优于“上海冠龙”产品"]
["61","040504001001","砖砌圆形雨水井DN200","座","1",938.69,938.69]
[null,null,"详见06MS201-3,11页"]
[null,null,"水泥砂浆中砂M7.5砌页岩标准砖 240×115×53"]
[null,null,"水泥防水砂浆(加防水粉5％) 1∶2抹灰"]
[null,null,"碎石 GD20  商品普通砼  C15垫层，厚150"]
[null,null,"复合材料井盖(含井座)"]
[null,null,"防坠网：高强度、耐腐蚀聚乙烯尼龙绳"]
["62","040201022001","砖砌排水沟 B=400","m","82.00",410.49,33660.18]
[null,null,"水泥砂浆中砂M7.5砌页岩标准砖 240×115×53"]
[null,null,"内侧：15厚1:2水泥砂浆抹灰,掺5%防水剂"]
[null,null,"底部：150厚C25混凝土垫层"]
[null,null,"沟盖板：500*300*60厚火烧面芝麻白花岗岩(排水沟盖板)"]
[{"$nulls":7},"表-08"]
["分部分项工程和单价措施项目清单与计价表"]
["工程名称:广西中医药大学中国-东盟传统医药文化交流中心、宿舍综合楼、学术报告厅周边景观工程(学术报告厅) ",{"$nulls":5},"第11页 共12页"]
["序\r\n\r\n号","项目编码","项目名称及\r\n项目特征描述","计量单位","工程量","金额(元)"]
[{"$nulls":5},"综合单价","合 价","其中："]
[{"$nulls":7},"暂估价"]
["63","040201022002","砖砌排水沟 B=300","m","65.00",342.08,{"v":22235.2,"d":"22235.20"}]
[null,null,"水泥砂浆中砂M7.5砌页岩标准砖 240×115×53"]
[null,null,"内侧：15厚1:2水泥砂浆抹灰,掺5%防水剂"]
[null,null,"底部：150厚C25混凝土垫层"]
[null,null,"沟盖板：500*300*60厚火烧面芝麻白花岗岩(排水沟盖板)"]
["64","040504001002","砖砌沉沙井","座","3",2403.92,7211.76]
[null,null,"尺寸：700*700mm"]
[null,null,"200厚C25混凝土垫层"]
[null,null,"M10水泥砂浆砌页岩标准砖 240×115×53"]
[null,null,"20厚1:2水泥砂浆抹面"]
[null,null,"C30混凝土盖板"]
["65","010403004001","石挡土墙","","0.98",381.86,374.22]
[null,null,"M7.5水泥砂浆浆砌MU30毛石"]
["66","040101002001","小型机械挖沟槽","","253.81",6.62,1680.22]
[null,null,"土壤类别:三类土"]
["67","040103001001","机械原土回填","","149.18",{"v":4.9,"d":"4.90"},730.98]
["68","040103001002","机械回填砂","","93.46",109.55,10238.54]
[null,null,"中、粗砂回填，分层回填"]
["69","040103002001","余土弃置(起步第lkm)","","11.17",{"v":5.3,"d":"5.30"},{"v":59.2,"d":"59.20"}]
[null,null,"运距:1km，12t自卸汽车运土"]
["70","040103002002","土方运输增（减）m3·km","m3 . km","44.68",1.55,69.25]
[null,null,"12t自卸汽车运土"]
[null,null,"工程量暂按增运4公里列计，结算按实际运距作调整"]
[null,null,"     小    计",{"$nulls":3},101070.98]
[null,null,"     ∑人工费",{"$nulls":3},9209.41]
[null,null,"     ∑材料费",{"$nulls":3},85019.85]
[null,null,"     ∑机械费",{"$nulls":3},2793.37]
[null,null,"     ∑管理费",{"$nulls":3},2809.48]
[null,null,"     ∑利  润",{"$nulls":3},1238.91]
[null,null,"     合    计",{"$nulls":3},101070.98]
[null,null,"     ∑人工费",{"$nulls":3},9209.41]
[null,null,"     ∑材料费",{"$nulls":3},85019.85]
[null,null,"     ∑机械费",{"$nulls":3},2793.37]
[null,null,"     ∑管理费",{"$nulls":3},2809.48]
[{"$nulls":7},"表-08"]
["分部分项工程和单价措施项目清单与计价表"]
["工程名称:广西中医药大学中国-东盟传统医药文化交流中心、宿舍综合楼、学术报告厅周边景观工程(学术报告厅) ",{"$nulls":5},"第12页 共12页"]
["序\r\n\r\n号","项目编码","项目名称及\r\n项目特征描述","计量单位","工程量","金额(元)"]
[{"$nulls":5},"综合单价","合 价","其中："]
[{"$nulls":7},"暂估价"]
[null,null,"     ∑利  润",{"$nulls":3},1238.91]
[null,null,"     总 合 计",{"$nulls":3},1107403.79]
[null,null,"     ∑人工费",{"$nulls":3},136059.07]
[null,null,"     ∑材料费",{"$nulls":3},884016.14]
[null,null,"     ∑机械费",{"$nulls":3},29727.89]
[null,null,"     ∑管理费",{"$nulls":3},38063.08]
[null,null,"     ∑利  润",{"$nulls":3},19537.71]
{"$rows_empty":30}
[{"$nulls":7},"表-08"]

{"sheet":"表-09_工程量清单综合单价分析表","index":6,"n_rows":552,"n_cols":12,"rows_kept":552,"merged":[[0,0,0,11],[1,0,1,7],[1,8,1,11],[2,0,3,0],[2,1,3,1],[2,2,3,2],[2,3,3,3],[2,4,3,4],[2,6,2,11],[25,0,25,11],[26,0,26,7],[26,8,26,11],[27,0,28,0],[27,1,28,1],[27,2,28,2],[27,3,28,3],[27,4,28,4],[27,6,27,11],[52,0,52,11],[53,0,53,7],[53,8,53,11],[54,0,55,0],[54,1,55,1],[54,2,55,2],[54,3,55,3],[54,4,55,4],[54,6,54,11],[78,0,78,11],[79,0,79,7],[79,8,79,11],[80,0,81,0],[80,1,81,1],[80,2,81,2],[80,3,81,3],[80,4,81,4],[80,6,80,11],[105,0,105,11],[106,0,106,7],[106,8,106,11],[107,0,108,0],[107,1,108,1],[107,2,108,2],[107,3,108,3],[107,4,108,4],[107,6,107,11],[133,0,133,11],[134,0,134,7],[134,8,134,11],[135,0,136,0],[135,1,136,1],[135,2,136,2],[135,3,136,3],[135,4,136,4],[135,6,135,11],[160,0,160,11],[161,0,161,7],[161,8,161,11],[162,0,163,0],[162,1,163,1],[162,2,163,2],[162,3,163,3],[162,4,163,4],[162,6,162,11],[187,0,187,11],[188,0,188,7],[188,8,188,11],[189,0,190,0],[189,1,190,1],[189,2,190,2],[189,3,190,3],[189,4,190,4],[189,6,189,11],[215,0,215,11],[216,0,216,7],[216,8,216,11],[217,0,218,0],[217,1,218,1],[217,2,218,2],[217,3,218,3],[217,4,218,4],[217,6,217,11],[243,0,243,11],[244,0,244,7],[244,8,244,11],[245,0,246,0],[245,1,246,1],[245,2,246,2],[245,3,246,3],[245,4,246,4],[245,6,245,11],[270,0,270,11],[271,0,271,7],[271,8,271,11],[272,0,273,0],[272,1,273,1],[272,2,273,2],[272,3,273,3],[272,4,273,4],[272,6,272,11],[299,0,299,11],[300,0,300,7],[300,8,300,11],[301,0,302,0],[301,1,302,1],[301,2,302,2],[301,3,302,3],[301,4,302,4],[301,6,301,11],[329,0,329,11],[330,0,330,7],[330,8,330,11],[331,0,332,0],[331,1,332,1],[331,2,332,2],[331,3,332,3],[331,4,332,4],[331,6,331,11],[357,0,357,11],[358,0,358,7],[358,8,358,11],[359,0,360,0],[359,1,360,1],[359,2,360,2],[359,3,360,3],[359,4,360,4],[359,6,359,11],[386,0,386,11],[387,0,387,7],[387,8,387,11],[388,0,389,0],[388,1,389,1],[388,2,389,2],[388,3,389,3],[388,4,389,4],[388,6,388,11],[414,0,414,11],[415,0,415,7],[415,8,415,11],[416,0,417,0],[416,1,417,1],[416,2,417,2],[416,3,417,3],[416,4,417,4],[416,6,416,11],[442,0,442,11],[443,0,443,7],[443,8,443,11],[444,0,445,0],[444,1,445,1],[444,2,445,2],[444,3,445,3],[444,4,445,4],[444,6,444,11],[469,0,469,11],[470,0,470,7],[470,8,470,11],[471,0,472,0],[471,1,472,1],[471,2,472,2],[471,3,472,3],[471,4,472,4],[471,6,471,11],[495,0,495,11],[496,0,496,7],[496,8,496,11],[497,0,498,0],[497,1,498,1],[497,2,498,2],[497,3,498,3],[497,4,498,4],[497,6,497,11],[522,0,522,11],[523,0,523,7],[523,8,523,11],[524,0,525,0],[524,1,525,1],[524,2,525,2],[524,3,525,3],[524,4,525,4],[524,6,524,11]],"flags":["formulas_cached_only"]}
["工程量清单综合单价分析表"]
["工程名称：广西中医药大学中国-东盟传统医药文化交流中心、宿舍综合楼、学术报告厅周边景观工程(学术报告厅)",{"$nulls":7},"第1页 共20页"]
["序号","项目编码","项目名称及项目\r\n特征描述","单位","工程量","综合单价","综合单价"]
[{"$nulls":5},"（元）","人工费","材料费","机械费","管理费","利润","其中:\r\n暂估价"]
[null,null,"广西中医药大学中国-东盟传统医药文化交流中心、宿舍综合楼、学术报告厅周边景观工程(学术报告厅)-绿化"]
[null,null,"分部分项工程"]
[null,null,"乔木"]
["1","050102001001","栽植乔木","株","15",1665.53,84.32,1476.69,56.93,30.85,16.74]
[null,null,"1.种类:香樟"]
[null,null,"2.苗木规格：胸径14-15cm，高度500-550cm，冠幅250-300cm"]
[null,null,"3.苗木备注：容器全冠苗,≥三级分枝,主要侧枝完整"]
[null,null,"4.养护期:12个月"]
[null,null,"5.含绿地整、翻、清理，场地清理、养护施肥等"]
[null,null,"6.杉木杆支撑：四角支撑"]
[null,"D1-161换","栽植乔木(带土球) 土球直径(80cm以内)","10株","1.5",15030.87,468.17,14070.21,{"v":250.4,"d":"250.40"},156.94,85.15]
[null,"D1-302","乔木 胸径(20cm以内)","10株","1.5",{"v":1008.2,"d":"1008.20"},300.92,179.51,318.94,135.38,73.45]
[null,"D1-364","树棍桩 四脚桩(长)","10株","1.5",616.22,{"v":74.1,"d":"74.10"},517.16,null,16.18,8.78]
["2","050102001002","栽植乔木","株","1",2368.54,113.24,2133.34,62.69,38.42,20.85]
[null,null,"1.种类:凤凰木A"]
[null,null,"2.苗木规格：胸径15-16cm，高度450-500cm，冠幅300-350cm"]
[null,null,"3.苗木备注：容器全冠苗,不截顶,三层分枝以上,主要侧枝完整,规则种植时分支点高度、枝数须统一"]
[null,null,"4.养护期:12个月"]
[null,null,"5.含绿地整、翻、清理，场地清理、养护施肥等"]
[null,null,"6.杉木杆支撑：四角支撑"]
[" ",null,null," ",null,null," "," "," "," ",null,"表－09"]
["工程量清单综合单价分析表"]
["工程名称：广西中医药大学中国-东盟传统医药文化交流中心、宿舍综合楼、学术报告厅周边景观工程(学术报告厅)",{"$nulls":7},"第2页 共20页"]
["序号","项目编码","项目名称及项目\r\n特征描述","单位","工程量","综合单价","综合单价"]
[{"$nulls":5},"（元）","人工费","材料费","机械费","管理费","利润","其中:\r\n暂估价"]
[null,"D1-162换","栽植乔木(带土球) 土球直径(100cm以内)","10株","0.1",{"v":22061,"d":"22061.00"},757.38,20636.75,307.96,232.67,126.24]
[null,"D1-302","乔木 胸径(20cm以内)","10株","0.1",{"v":1008.2,"d":"1008.20"},300.92,179.51,318.94,135.38,73.45]
[null,"D1-364","树棍桩 四脚桩(长)","10株","0.1",616.22,{"v":74.1,"d":"74.10"},517.16,null,16.18,8.78]
["3","050102001003","栽植乔木","株","2",997.72,41.71,911.96,22.44,14.01,{"v":7.6,"d":"7.60"}]
[null,null,"1.种类:鸡爪槭"]
[null,null,"2.苗木规格：胸径7-8cm，高度250-300cm，冠幅200-250cm"]
[null,null,"3.苗木备注：容器苗,多枝丰满,枝型招展,分枝数≥5"]
[null,null,"4.养护期:12个月"]
[null,null,"5.含绿地整、翻、清理，场地清理、养护施肥等"]
[null,"D1-158换","栽植乔木(带土球) 土球直径(50cm以内)","10株","0.2",9265.21,181.55,9004.74,13.28,42.55,23.09]
[null,"D1-301","乔木 胸径(10cm以内)","10株","0.2",712.09,235.56,114.94,211.11,97.55,52.93]
["4","050102001004","栽植乔木","株","3",{"v":834.2,"d":"834.20"},{"v":60.2,"d":"60.20"},723.01,22.97,18.16,9.86]
[null,null,"1.种类:黄皮"]
[null,null,"2.苗木规格：地径8-10cm，高度250-300cm，冠幅100-200cm"]
[null,null,"3.苗木备注：容器全冠苗,主要侧枝完整 ,冠型饱满"]
[null,null,"4.养护期:12个月"]
[null,null,"5.含绿地整、翻、清理，场地清理、养护施肥等"]
[null,null,"6.杉木杆支撑：四角支撑"]
[null,"D1-159换","栽植乔木(带土球) 土球直径(60cm以内)","10株","0.3",7013.66,292.33,6597.97,{"v":18.6,"d":"18.60"},67.91,36.85]
[null,"D1-301","乔木 胸径(10cm以内)","10株","0.3",712.09,235.56,114.94,211.11,97.55,52.93]
[null,"D1-364","树棍桩 四脚桩(长)","10株","0.3",616.22,{"v":74.1,"d":"74.10"},517.16,null,16.18,8.78]
["5","050102001005","栽植乔木","株","6",285.18,41.71,199.42,22.44,14.01,{"v":7.6,"d":"7.60"}]
[" ",null,null," ",null,null," "," "," "," ",null,"表－09"]
["工程量清单综合单价分析表"]
["工程名称：广西中医药大学中国-东盟传统医药文化交流中心、宿舍综合楼、学术报告厅周边景观工程(学术报告厅)",{"$nulls":7},"第3页 共20页"]
["序号","项目编码","项目名称及项目\r\n特征描述","单位","工程量","综合单价","综合单价"]
[{"$nulls":5},"（元）","人工费","材料费","机械费","管理费","利润","其中:\r\n暂估价"]
[null,null,"1.种类:八月桂"]
[null,null,"2.苗木规格：胸径7-8cm，高度200-250cm，冠幅180-200cm"]
[null,null,"3.苗木备注：容器全冠苗,主要侧枝完整 ,冠型饱满"]
[null,null,"4.养护期:12个月"]
[null,null,"5.含绿地整、翻、清理，场地清理、养护施肥等"]
[null,"D1-158换","栽植乔木(带土球) 土球直径(50cm以内)","10株","0.6",2139.77,181.55,{"v":1879.3,"d":"1879.30"},13.28,42.55,23.09]
[null,"D1-301","乔木 胸径(10cm以内)","10株","0.6",712.09,235.56,114.94,211.11,97.55,52.93]
["6","050102001006","栽植乔木","株","3",472.64,41.71,386.88,22.44,14.01,{"v":7.6,"d":"7.60"}]
[null,null,"1.种类:红花鸡蛋花"]
[null,null,"2.苗木规格：地径7-8cm，高度200-250cm，冠幅200-250cm"]
[null,null,"3.苗木备注：容器全冠苗, ≥五级分枝,≥40分支,单株,碗状,红花,"]
[null,null,"4.养护期:12个月"]
[null,null,"5.含绿地整、翻、清理，场地清理、养护施肥等"]
[null,"D1-158换","栽植乔木(带土球) 土球直径(50cm以内)","10株","0.3",4014.37,181.55,{"v":3753.9,"d":"3753.90"},13.28,42.55,23.09]
[null,"D1-301","乔木 胸径(10cm以内)","10株","0.3",712.09,235.56,114.94,211.11,97.55,52.93]
["7","050102001007","栽植乔木","株","19",198.76,22.53,151.59,12.75,7.71,4.18]
[null,null,"1.种类:红车"]
[null,null,"2.苗木规格：胸径3-4cm，高度150-200cm，冠幅80-100cm"]
[null,null,"3.苗木备注：容器苗,塔型,植株丰满"]
[null,null,"4.养护期:12个月"]
[null,null,"5.含绿地整、翻、清理，场地清理、养护施肥等"]
[" ",null,null," ",null,null," "," "," "," ",null,"表－09"]
["工程量清单综合单价分析表"]
["工程名称：广西中医药大学中国-东盟传统医药文化交流中心、宿舍综合楼、学术报告厅周边景观工程(学术报告厅)",{"$nulls":7},"第4页 共20页"]
["序号","项目编码","项目名称及项目\r\n特征描述","单位","工程量","综合单价","综合单价"]
[{"$nulls":5},"（元）","人工费","材料费","机械费","管理费","利润","其中:\r\n暂估价"]
[null,"D1-156换","栽植乔木(带土球) 土球直径(30cm以内)","10株","1.9",1529.43,59.36,1444.15,4.43,13.93,7.56]
[null,"D1-300","乔木 胸径(5cm以内)","10株","1.9",458.13,165.91,71.77,123.08,63.12,34.25]
[null,null,"孤植灌木"]
["8","050102002001","栽植灌木","株","6",{"v":188.4,"d":"188.40"},45.84,109.77,12.97,12.85,6.97]
[null,null,"1.种类:黄金榕球"]
[null,null,"2.苗木规格：高度120-150cm，冠幅100-120cm"]
[null,null,"3.苗木备注：容器苗,球状,植株丰满,叶色鲜艳"]
[null,null,"5.养护期:12个月"]
[null,null,"5.含绿地整、翻、清理，场地清理、养护施肥等"]
[null,"D1-212换","栽植灌木(带土球) 土球直径(60cm以内)","10株","0.6",1465.64,303.45,1035.09,{"v":18.6,"d":"18.60"},70.34,38.16]
[null,"D1-326","孤植灌木 冠丛高(150cm以下)","10株","0.6",418.33,154.95,62.64,{"v":111.1,"d":"111.10"},58.11,31.53]
["9","050102002002","栽植灌木","株","10",115.51,{"v":23.4,"d":"23.40"},71.08,9.83,7.26,3.94]
[null,null,"1.种类:含笑"]
[null,null,"2.苗木规格：高度90-100cm，冠幅70-80cm"]
[null,null,"3.苗木备注：容器苗,球状,植株丰满,叶色鲜艳"]
[null,null,"5.养护期:12个月"]
[null,null,"5.含绿地整、翻、清理，场地清理、养护施肥等"]
[null,"D1-210换","栽植灌木(带土球) 土球直径(40cm以内)","10株","1",807.65,102.26,659.09,8.86,24.27,13.17]
[null,"D1-325","孤植灌木 冠丛高(100cm以下)","10株","1",347.47,131.76,51.69,89.48,48.32,26.22]
["10","050102002003","栽植灌木","株","25",87.39,{"v":23.4,"d":"23.40"},42.96,9.83,7.26,3.94]
[null,null,"1.种类:粉色夹竹桃"]
[null,null,"2.苗木规格：多枝，高度90-100cm，冠幅70-80cm"]
[" ",null,null," ",null,null," "," "," "," ",null,"表－09"]
["工程量清单综合单价分析表"]
["工程名称：广西中医药大学中国-东盟传统医药文化交流中心、宿舍综合楼、学术报告厅周边景观工程(学术报告厅)",{"$nulls":7},"第5页 共20页"]
["序号","项目编码","项目名称及项目\r\n特征描述","单位","工程量","综合单价","综合单价"]
[{"$nulls":5},"（元）","人工费","材料费","机械费","管理费","利润","其中:\r\n暂估价"]
[null,null,"3.苗木备注：容器苗,植株丰满"]
[null,null,"5.养护期:12个月"]
[null,null,"5.含绿地整、翻、清理，场地清理、养护施肥等"]
[null,"D1-210换","栽植灌木(带土球) 土球直径(40cm以内)","10株","2.5",526.46,102.26,{"v":377.9,"d":"377.90"},8.86,24.27,13.17]
[null,"D1-325","孤植灌木 冠丛高(100cm以下)","10株","2.5",347.47,131.76,51.69,89.48,48.32,26.22]
["11","050102002004","栽植灌木","株","26",128.18,{"v":23.4,"d":"23.40"},83.75,9.83,7.26,3.94]
[null,null,"1.种类:花叶女贞球"]
[null,null,"2.苗木规格：高度80-90cm，冠幅70-80cm"]
[null,null,"3.苗木备注：容器苗,球形密实,不空脚"]
[null,null,"5.养护期:12个月"]
[null,null,"5.含绿地整、翻、清理，场地清理、养护施肥等"]
[null,"D1-210换","栽植灌木(带土球) 土球直径(40cm以内)","10株","2.6",934.34,102.26,785.78,8.86,24.27,13.17]
[null,"D1-325","孤植灌木 冠丛高(100cm以下)","10株","2.6",347.47,131.76,51.69,89.48,48.32,26.22]
["12","050102002005","栽植灌木","株","21",114.83,19.85,75.73,9.39,6.39,3.47]
[null,null,"1.种类:红花继木球"]
[null,null,"2.苗木规格：高度70-80cm，冠幅50-60cm"]
[null,null,"3.苗木备注：容器苗,球状,植株丰满,叶色鲜艳"]
[null,null,"5.养护期:12个月"]
[null,null,"5.含绿地整、翻、清理，场地清理、养护施肥等"]
[null,"D1-209换","栽植灌木(带土球) 土球直径(30cm以内)","10株","2.1",800.83,66.77,705.64,4.43,15.55,8.44]
[null,"D1-325","孤植灌木 冠丛高(100cm以下)","10株","2.1",347.47,131.76,51.69,89.48,48.32,26.22]
["13","050102002006","栽植灌木","株","12",33.13,22.25,3.38,null,4.86,2.64]
[null,null,"1.种类:姜花"]
[" ",null,null," ",null,null," "," "," "," ",null,"表－09"]
["工程量清单综合单价分析表"]
["工程名称：广西中医药大学中国-东盟传统医药文化交流中心、宿舍综合楼、学术报告厅周边景观工程(学术报告厅)",{"$nulls":7},"第6页 共20页"]
["序号","项目编码","项目名称及项目\r\n特征描述","单位","工程量","综合单价","综合单价"]
[{"$nulls":5},"（元）","人工费","材料费","机械费","管理费","利润","其中:\r\n暂估价"]
[null,null,"2.苗木规格：高度50-60cm，冠幅40-50cm"]
[null,null,"3.苗木备注：容器苗,植株丰满,不空脚"]
[null,null,"5.养护期:12个月"]
[null,null,"5.含绿地整、翻、清理，场地清理、养护施肥等"]
[null,"D1-247换","栽植水生植物(原土种植) 土球直径(30cm以内)","10株","1.2",151.67,94.19,25.75,null,20.57,11.16]
[null,"D1-345","水下原土种植 土球直径(40cm以内)","10株","1.2",179.52,128.27,8.04,null,28.01,{"v":15.2,"d":"15.20"}]
[null,null,"片植灌木"]
["14","桂050102017001","栽植片植灌木","㎡","122.00",{"v":113.8,"d":"113.80"},{"v":18.9,"d":"18.90"},78.19,7.73,5.82,3.16]
[null,null,"1.种类:黄金榕"]
[null,null,"2.苗木规格：高度30-35cm，冠幅20-25cm"]
[null,null,"3.苗木备注：袋苗25株/平方米,多枝,一级分枝数>5枝,控制修剪高度40-50"]
[null,null,"4.养护期:12个月"]
[null,null,"5.含绿地整、翻、清理，场地清理、养护施肥等"]
[null,"D1-222换","成片栽植灌木 袋装苗(土球10cm以内) 种植密度(25株/以内)","10㎡","12.200",870.56,88.62,739.65,{"v":9.3,"d":"9.30"},21.39,{"v":11.6,"d":"11.60"}]
[null,"D1-319","片植灌木 高度(40cm以下)","10㎡","12.200",267.32,100.41,42.24,67.95,36.77,19.95]
["15","桂050102017002","栽植片植灌木","㎡","158.00",101.65,{"v":18.9,"d":"18.90"},66.04,7.73,5.82,3.16]
[null,null,"1.种类:鹅掌柴"]
[null,null,"2.苗木规格：高度30-35cm，冠幅20-25cm"]
[null,null,"3.苗木备注：袋苗25株/平方米,多枝,一级分枝数>5枝"]
[null,null,"4.养护期:12个月"]
[null,null,"5.含绿地整、翻、清理，场地清理、养护施肥等"]
[null,"D1-222换","成片栽植灌木 袋装苗(土球10cm以内) 种植密度(25株/以内)","10㎡","15.800",749.06,88.62,618.15,{"v":9.3,"d":"9.30"},21.39,{"v":11.6,"d":"11.60"}]
[" ",null,null," ",null,null," "," "," "," ",null,"表－09"]
["工程量清单综合单价分析表"]
["工程名称：广西中医药大学中国-东盟传统医药文化交流中心、宿舍综合楼、学术报告厅周边景观工程(学术报告厅)",{"$nulls":7},"第7页 共20页"]
["序号","项目编码","项目名称及项目\r\n特征描述","单位","工程量","综合单价","综合单价"]
[{"$nulls":5},"（元）","人工费","材料费","机械费","管理费","利润","其中:\r\n暂估价"]
[null,"D1-319","片植灌木 高度(40cm以下)","10㎡","15.800",267.32,100.41,42.24,67.95,36.77,19.95]
["16","桂050102017003","栽植片植灌木","㎡","178.00",75.47,{"v":18.9,"d":"18.90"},39.86,7.73,5.82,3.16]
[null,null,"1.种类:福建茶"]
[null,null,"2.苗木规格：高度25-30cm，冠幅15-20cm"]
[null,null,"3.苗木备注：袋苗36株/平方米,多枝,一级分枝数>5枝,控制修剪高度30-40"]
[null,null,"4.养护期:12个月"]
[null,null,"5.含绿地整、翻、清理，场地清理、养护施肥等"]
[null,"D1-222换","成片栽植灌木 袋装苗(土球10cm以内) 种植密度(25株/以内)","10㎡","17.800",487.27,88.62,356.36,{"v":9.3,"d":"9.30"},21.39,{"v":11.6,"d":"11.60"}]
[null,"D1-319","片植灌木 高度(40cm以下)","10㎡","17.800",267.32,100.41,42.24,67.95,36.77,19.95]
["17","桂050102017004","栽植片植灌木","㎡","39.00",67.31,{"v":18.9,"d":"18.90"},{"v":31.7,"d":"31.70"},7.73,5.82,3.16]
[null,null,"1.种类:软枝黄蝉"]
[null,null,"2.苗木规格：高度40-50cm，冠幅30-40cm"]
[null,null,"3.苗木备注：袋苗9株/平方米,多枝"]
[null,null,"4.养护期:12个月"]
[null,null,"5.含绿地整、翻、清理，场地清理、养护施肥等"]
[null,"D1-222换","成片栽植灌木 袋装苗(土球10cm以内) 种植密度(25株/以内)","10㎡","3.900",405.62,88.62,274.71,{"v":9.3,"d":"9.30"},21.39,{"v":11.6,"d":"11.60"}]
[null,"D1-319","片植灌木 高度(40cm以下)","10㎡","3.900",267.32,100.41,42.24,67.95,36.77,19.95]
["18","桂050102017005","栽植片植花卉","㎡","21.00",87.23,21.68,47.91,7.73,6.42,3.49]
[null,null,"1.种类:紫雪茄花"]
[null,null,"2.苗木规格：高度15-20cm，冠幅15-20cm"]
[null,null,"3.苗木备注：袋苗49株/平方米,植株丰满"]
[null,null,"4.养护期:12个月"]
[" ",null,null," ",null,null," "," "," "," ",null,"表－09"]
["工程量清单综合单价分析表"]
["工程名称：广西中医药大学中国-东盟传统医药文化交流中心、宿舍综合楼、学术报告厅周边景观工程(学术报告厅)",{"$nulls":7},"第8页 共20页"]
["序号","项目编码","项目名称及项目\r\n特征描述","单位","工程量","综合单价","综合单价"]
[{"$nulls":5},"（元）","人工费","材料费","机械费","管理费","利润","其中:\r\n暂估价"]
[null,null,"5.含绿地整、翻、清理，场地清理、养护施肥等"]
[null,"D1-224换","成片栽植灌木 袋装苗(土球10cm以内) 种植密度(49株/以内)","10㎡","2.100",{"v":605,"d":"605.00"},116.42,436.92,{"v":9.3,"d":"9.30"},27.46,{"v":14.9,"d":"14.90"}]
[null,"D1-319","片植灌木 高度(40cm以下)","10㎡","2.100",267.32,100.41,42.24,67.95,36.77,19.95]
["19","桂050102017006","栽植片植花卉","㎡","24.00",{"v":144.5,"d":"144.50"},26.53,62.37,{"v":34.9,"d":"34.90"},13.42,7.28]
[null,null,"1.种类:鼠尾草"]
[null,null,"2.苗木规格：高度25-30cm，冠幅25-30cm"]
[null,null,"3.苗木备注：袋苗16株/平方米"]
[null,null,"4.养护期:12个月"]
[null,null,"5.含绿地整、翻、清理，场地清理、养护施肥等"]
[null,"D1-259换","露地花卉栽植 栽植花境 草本花","10㎡","2.400",682.08,86.03,554.63,{"v":9.3,"d":"9.30"},20.82,{"v":11.3,"d":"11.30"}]
[null,"D1-352","草本花卉","10㎡","2.400",762.75,179.24,68.98,{"v":339.7,"d":"339.70"},113.34,61.49]
["20","桂050102017007","栽植片植花卉","㎡","38.00",{"v":110.8,"d":"110.80"},26.53,28.67,{"v":34.9,"d":"34.90"},13.42,7.28]
[null,null,"1.种类:萱草"]
[null,null,"2.苗木规格：高度20-30cm，冠幅20-25cm"]
[null,null,"3.苗木备注：袋苗25株/平方米"]
[null,null,"4.养护期:12个月"]
[null,null,"5.含绿地整、翻、清理，场地清理、养护施肥等"]
[null,"D1-259换","露地花卉栽植 栽植花境 草本花","10㎡","3.800",345.12,86.03,217.67,{"v":9.3,"d":"9.30"},20.82,{"v":11.3,"d":"11.30"}]
[null,"D1-352","草本花卉","10㎡","3.800",762.75,179.24,68.98,{"v":339.7,"d":"339.70"},113.34,61.49]
[null,null,"种植草皮"]
["21","050102012001","铺种草皮","㎡","40.00",34.41,11.64,11.33,5.62,3.77,2.05]
[null,null,"1.草皮种类:马尼拉草"]
[null,null,"2.铺种方式:满铺"]
[" ",null,null," ",null,null," "," "," "," ",null,"表－09"]
["工程量清单综合单价分析表"]
["工程名称：广西中医药大学中国-东盟传统医药文化交流中心、宿舍综合楼、学术报告厅周边景观工程(学术报告厅)",{"$nulls":7},"第9页 共20页"]
["序号","项目编码","项目名称及项目\r\n特征描述","单位","工程量","综合单价","综合单价"]
[{"$nulls":5},"（元）","人工费","材料费","机械费","管理费","利润","其中:\r\n暂估价"]
[null,null,"3.苗木规格：高度5-10cm"]
[null,null,"4.苗木备注：30*30cm,草皮满铺,不含停车场植草砖草皮"]
[null,null,"5.养护期:12个月"]
[null,null,"6.含绿地整、翻、清理，场地清理、养护施肥等"]
[null,"D1-273换","草坪 满铺草皮","10㎡","4.000",160.73,25.64,99.22,20.37,10.05,5.45]
[null,"D1-354","草坪 满铺","10㎡","4.000",183.18,90.78,13.98,35.78,27.64,{"v":15,"d":"15.00"}]
[null,null,"种植土"]
["22","050101009001","种植土回(换)填","","55.80",158.21,23.05,{"v":127.4,"d":"127.40"},null,5.03,2.73]
[null,null,"1.树叶腐殖肥30%"]
[null,"D1-290换","人工换种植肥土 基肥","","55.80",158.21,23.05,{"v":127.4,"d":"127.40"},null,5.03,2.73]
["23","050101009002","种植土回(换)填","","130.20",53.67,20.97,25.64,null,4.58,2.48]
[null,null,"1.新种植土70%"]
[null,"D1-289","人工换种植肥土 种植土","","130.20",53.67,20.97,25.64,null,4.58,2.48]
["24","桂050101018001","整理绿化用地","㎡","620.00",4.96,3.71,null,null,0.81,0.44]
[null,"D1-15","绿地整理","10㎡","62.000",49.53,37.05,null,null,8.09,4.39]
[null,null,"广西中医药大学中国-东盟传统医药文化交流中心、宿舍综合楼、学术报告厅周边景观工程(学术报告厅)-园林"]
[null,null,"分部分项工程"]
[null,null,"2、园路园桥"]
["25","桂050201016001","园路基层","㎡","2602.82",62.65,{"v":4,"d":"4.00"},57.07,0.07,1.05,0.46]
[null,null,"C15混凝土垫层"]
[null,"C3-0106","混凝土垫层{碎石 GD40  商品普通砼  C15}","10","36.638",4450.71,284.13,4054.34,4.67,74.91,32.66]
["26","桂050201016002","园路基层","㎡","2635.26",26.24,1.86,18.88,{"v":3.5,"d":"3.50"},1.39,0.61]
[null,null,"150厚级配碎石垫层"]
[" ",null,null," ",null,null," "," "," "," ",null,"表－09"]
["工程量清单综合单价分析表"]
["工程名称：广西中医药大学中国-东盟传统医药文化交流中心、宿舍综合楼、学术报告厅周边景观工程(学术报告厅)",{"$nulls":7},"第10页 共20页"]
["序号","项目编码","项目名称及项目\r\n特征描述","单位","工程量","综合单价","综合单价"]
[{"$nulls":5},"（元）","人工费","材料费","机械费","管理费","利润","其中:\r\n暂估价"]
[null,"C2-0021","级配碎石摊铺 厚15cm","100㎡","26.3526",2624.15,185.89,1888.26,350.28,139.08,60.64]
["27","桂050201017001","园路面层","㎡","304.30",193.91,29.31,{"v":151.3,"d":"151.30"},2.56,6.96,3.78]
[null,null,"600*600*30厚火烧面芝麻白花岗岩（人行）"]
[null,null,"30厚1:4干硬性水泥砂浆找平层"]
[null,null,"100厚C15混凝土垫层（另列清单）"]
[null,null,"150厚级配碎石垫层（另列清单）"]
[null,null,"素土夯实,压实系数≥93%"]
[null,"D1-494换","石质块料面层 水泥砂浆 厚度4cm内{换:水泥砂浆 1∶4}","10㎡","30.430",1939.08,{"v":293.1,"d":"293.10"},1512.96,25.64,69.61,37.77]
["28","050201017001","园路面层","㎡","2121.90",218.45,29.31,175.84,2.56,6.96,3.78]
[null,null,"600*600*40厚火烧面芝麻白花岗岩（车行）"]
[null,null,"30厚1:4干硬性水泥砂浆找平层"]
[null,null,"150厚C15混凝土垫层（另列清单）"]
[null,null,"150厚级配碎石垫层（重型压实度≥95%）（另列清单）"]
[null,null,"素土夯实,压实系数≥95%"]
[null,"D1-494换","石质块料面层 水泥砂浆 厚度4cm内{换:水泥砂浆 1∶4}","10㎡","212.190",{"v":2184.5,"d":"2184.50"},{"v":293.1,"d":"293.10"},1758.38,25.64,69.61,37.77]
["29","桂050201017002","园路面层","㎡","79.33",376.25,29.31,333.64,2.56,6.96,3.78]
[null,null,"600*300*30厚火烧面中国红花岗岩（收边）"]
[null,null,"30厚1:4干硬性水泥砂浆找平层"]
[null,null,"100厚C15混凝土垫层（另列清单）"]
[null,null,"150厚级配碎石垫层（另列清单）"]
[null,null,"素土夯实,压实系数≥93%"]
[null,"D1-494换","石质块料面层 水泥砂浆 厚度4cm内{换:水泥砂浆 1∶4}","10㎡","7.933",3762.52,{"v":293.1,"d":"293.10"},{"v":3336.4,"d":"3336.40"},25.64,69.61,37.77]
[" ",null,null," ",null,null," "," "," "," ",null,"表－09"]
["工程量清单综合单价分析表"]
["工程名称：广西中医药大学中国-东盟传统医药文化交流中心、宿舍综合楼、学术报告厅周边景观工程(学术报告厅)",{"$nulls":7},"第11页 共20页"]
["序号","项目编码","项目名称及项目\r\n特征描述","单位","工程量","综合单价","综合单价"]
[{"$nulls":5},"（元）","人工费","材料费","机械费","管理费","利润","其中:\r\n暂估价"]
["30","050201003001","路缘石铺设","m","29.60",80.13,13.27,62.32,0.05,2.91,1.58]
[null,null,"600*150*150厚光面芝麻黑花岗岩平缘石"]
[null,null,"30厚1:4干硬性水泥砂浆找平层"]
[null,null,"100厚C15混凝土（另列清单）"]
[null,null,"150厚级配碎石垫层（另列清单）"]
[null,null,"素土夯实,压实系数≥93%"]
[null,"D1-530换","道路平石 石质{换:水泥砂浆 1∶4}","10m","2.960",801.33,132.73,623.16,0.54,29.11,15.79]
["31","050201003002","路缘石铺设","m","619.00",74.91,12.26,58.45,0.05,2.69,1.46]
[null,null,"600*150*300厚光面芝麻黑花岗岩立缘石"]
[null,null,"30厚1:4干硬性水泥砂浆找平层"]
[null,null,"100厚C15混凝土（另列清单）"]
[null,null,"150厚级配碎石垫层（另列清单）"]
[null,null,"素土夯实,压实系数≥93%"]
[null,"D1-528换","道路侧缘石 石质路缘石{换:水泥砂浆 1∶4}","10m","61.900",749.09,{"v":122.6,"d":"122.60"},584.47,0.54,26.89,14.59]
["32","011107001001","石材台阶面","㎡","21.42",414.29,70.17,303.37,{"v":12.8,"d":"12.80"},18.12,9.83]
[null,null,"面贴600*600*30厚火烧面芝麻白花岗岩"]
[null,null,"100厚C15混凝土"]
[null,null,"100厚1:3:6石灰、砂、碎石三合土"]
[null,null,"素土夯实"]
[null,null,"做法参考图集11ZJ901 15/9"]
[null,"D1-501换","石质台阶面层 直形 水泥砂浆{水泥砂浆 1∶3}","10㎡","2.142",3100.42,431.41,2357.74,124.11,121.33,65.83]
[null,"D1-463换","人工操作 混凝土{碎石 GD20  商品普通砼  C15}","","2.14",580.37,128.27,408.89,null,28.01,{"v":15.2,"d":"15.20"}]
[null,"D1-454换","人工操作 三合土","","2.14",{"v":463.2,"d":"463.20"},142.27,267.75,3.93,31.93,17.32]
[null,null,"广西中医药大学中国-东盟传统医药文化交流中心、宿舍综合楼、学术报告厅周边景观工程(学术报告厅)-电气"]
[" ",null,null," ",null,null," "," "," "," ",null,"表－09"]
["工程量清单综合单价分析表"]
["工程名称：广西中医药大学中国-东盟传统医药文化交流中心、宿舍综合楼、学术报告厅周边景观工程(学术报告厅)",{"$nulls":7},"第12页 共20页"]
["序号","项目编码","项目名称及项目\r\n特征描述","单位","工程量","综合单价","综合单价"]
[{"$nulls":5},"（元）","人工费","材料费","机械费","管理费","利润","其中:\r\n暂估价"]
[null,null,"分部分项工程"]
[null,null,"B4 电气设备安装工程"]
["33","030404017001","AL.JG照明配电箱","台","1",1356.75,210.43,886.92,113.21,99.62,46.57]
[null,null,"元器件详见AL.JG配电系统图"]
[null,null,"防护等级：IP54"]
[null,null,"底部垫高0.3米落地室外安装，防水型"]
[null,null,"箱内元器件品牌相当于或优于“施耐德”产品"]
[null,"B4-0300换","成套配电箱安装 落地式","台","1",1356.75,210.43,886.92,113.21,99.62,46.57]
["34","030412008001","LED庭院灯 220V~40W","套","4",1569.55,65.66,1464.76,6.52,22.22,10.39]
[null,null,"高度：3.5m"]
[null,null,"防护等级：IP65"]
[null,null,"色温：淡黄色"]
[null,null,"灯具品牌相当于或优于“三雄极光”牌产品"]
[null,"B4-1936换","中杆灯安装 庭院灯安装 4.5m以内 1火","10套","0.4",15695.48,{"v":656.6,"d":"656.60"},14647.63,65.21,222.17,103.87]
["35","桂030412014001","LED地灯 DC24V~18W","套","53",176.51,21.42,145.42,null,6.59,3.08]
[null,null,"防护等级：IP65"]
[null,null,"色温：淡黄色"]
[null,null,"不锈钢+钢化玻璃+PC塑料"]
[null,null,"灯具品牌相当于或优于“三雄极光”牌产品"]
[null,"B4-1987换","其他照明灯具安装  地埋灯","10套","5.3",1765.11,214.17,{"v":1454.2,"d":"1454.20"},null,65.92,30.82]
["36","030404034001","照明开关","套","4",28.13,8.16,16.06,0.15,2.56,{"v":1.2,"d":"1.20"}]
[null,null,"350W/24V"]
[null,null,"带防水雨盒，明装"]
[null,null,"品牌相当于或优于“西蒙”产品"]
[null,"B4-0424换","开关、按钮、插座安装 一般按钮 明装","10套","0.4",281.25,81.61,160.62,1.48,25.58,11.96]
[" ",null,null," ",null,null," "," "," "," ",null,"表－09"]
["工程量清单综合单价分析表"]
["工程名称：广西中医药大学中国-东盟传统医药文化交流中心、宿舍综合楼、学术报告厅周边景观工程(学术报告厅)",{"$nulls":7},"第13页 共20页"]
["序号","项目编码","项目名称及项目\r\n特征描述","单位","工程量","综合单价","综合单价"]
[{"$nulls":5},"（元）","人工费","材料费","机械费","管理费","利润","其中:\r\n暂估价"]
["37","030408001001","铜芯电力电缆敷设 YJV-1KV-3*4m㎡","m","69.00",15.86,2.58,{"v":11.9,"d":"11.90"},0.15,0.84,0.39]
[null,null,"品牌相当于或优于“桂林国际”产品"]
[null,"B4-0992换","铜芯电力电缆敷设 普通敷设 电缆(截面m㎡以下)10","100m","0.6900",1587.29,257.97,1190.88,{"v":15.1,"d":"15.10"},84.05,39.29]
["38","030411004001","铜芯聚氯乙烯绝缘聚氯乙烯护套软线 BVV-450V/750V-2*4.0m㎡","m","113.30",5.43,0.79,4.24,0.03,0.25,0.12]
[null,null,"品牌相当于或优于“桂林国际”产品"]
[null,"B4-1600换","管内穿线 塑料护套线 二芯 导线截面(m㎡以内) 4","100m单线","1.133",542.14,79.22,423.22,{"v":2.7,"d":"2.70"},25.21,11.79]
["39","030411001001","PVC塑料管埋地敷设 Φ40","m","60.00",11.53,3.91,4.89,0.66,1.41,0.66]
[null,null,"品牌相当于或优于\"新兴”产品"]
[null,"B4-0814换","塑料管埋地敷设公称直径(mm以内) 50","100m","0.6000",1152.46,390.78,489.44,65.94,140.58,65.72]
["40","030409001001","接地极","根","91",95.18,27.82,43.35,7.88,10.99,5.14]
[null,null,"热镀锌角钢 L50X50X5,L=2500mm"]
[null,"B4-1188换","接地极(板)制作、安装 角钢接地极 普通土","根","91",95.18,27.82,43.35,7.88,10.99,5.14]
["41","030409002001","接地母线","m","28.00",14.31,6.36,4.51,0.39,2.08,0.97]
[null,null,"热镀锌圆钢φ12"]
[null,"B4-1201换","钢接地母线敷设 户外钢接地母线敷设","10m","2.800",143.07,63.57,45.07,3.94,20.78,9.71]
["42","桂030413011001","现浇基础","","1.35",623.68,89.53,445.96,32.89,37.68,17.62]
[null,null,"C20非泵送商品混凝土"]
[null,"B4-2063换","路灯基础、接线井 现浇基础  C20混凝土基础","","1.35",623.68,89.53,445.96,32.89,37.68,17.62]
["43","桂030413009001","C15混凝土管沟垫层","","2.83",177.08,108.85,null,13.13,37.55,17.55]
[null,"B4-2056","路灯基础、接线井  砌筑式基础  垫层","10","0.283",1770.84,1088.53,null,131.31,375.47,175.53]
["44","040205001001","手井","座","1",366.57,105.39,211.03,1.77,32.99,15.39]
[null,null,"尺寸：480*480*900mm"]
[null,null,"水泥砂浆中砂 M7.5砌页岩标准砖 240×115×53"]
[" ",null,null," ",null,null," "," "," "," ",null,"表－09"]
["工程量清单综合单价分析表"]
["工程名称：广西中医药大学中国-东盟传统医药文化交流中心、宿舍综合楼、学术报告厅周边景观工程(学术报告厅)",{"$nulls":7},"第14页 共20页"]
["序号","项目编码","项目名称及项目\r\n特征描述","单位","工程量","综合单价","综合单价"]
[{"$nulls":5},"（元）","人工费","材料费","机械费","管理费","利润","其中:\r\n暂估价"]
[null,null,"内壁抹灰：20mm水泥砂浆"]
[null,null,"内底部垫层：10cm砂"]
[null,null,"顶盖：复合材料井盖 井盖承载能力≥12吨(轻型荷载)"]
[null,"B4-2058换","路灯基础、接线井  砌筑式基础  矩形砖砌","10","0.029",6357.98,{"v":1244.4,"d":"1244.40"},4463.32,60.73,401.72,187.81]
[null,"B4-2059换","路灯基础、接线井 砌筑式基础 井墙1：2水泥防水砂浆厚20mm","100㎡","0.0173",3182.18,1518.14,{"v":978.3,"d":"978.30"},null,467.28,218.46]
[null,"A3-91","砂 垫层","10","0.002",1342.35,265.62,961.36,3.38,89.23,22.76]
[null,"B4-2061换","路灯基础、接线井 砌筑式基础  复合材料井盖、座安装","套","1",124.46,42.51,62.75,null,13.08,6.12]
["45","040101002001","小型机械挖沟槽 一般土","","96.65",11.23,0.48,null,7.26,2.38,1.11]
[null,null,"土壤类别:三类土"]
[null,null,"挖土深度:1.5m以内"]
[null,"B4-0788","小型机械挖填沟槽 小型机械挖沟槽 一般土","10","9.665",112.31,4.77,null,{"v":72.6,"d":"72.60"},23.81,11.13]
["46","010103001001","小型机械回填","","33.91",212.52,0.79,206.22,3.55,1.34,0.62]
[null,null,"中砂回填"]
[null,"B4-0792换","小型机械挖填沟槽 机械回填沟槽 杂砂石","10","3.391",2125.12,7.85,2062.17,35.51,13.35,6.24]
["47","010103001002","小型机械回填","","59.35",5.94,0.79,null,{"v":3.3,"d":"3.30"},1.26,0.59]
[null,null,"土方回填"]
[null,"B4-0791","小型机械挖填沟槽 机械回填沟槽 土方","10","5.935",59.23,7.85,null,32.95,12.56,5.87]
["48","040101003001","挖基坑土方","","0.49",11.23,0.48,null,7.26,2.38,1.11]
[null,null,"土壤类别:三类土"]
[null,null,"挖土深度:1.5m以内"]
[null,"B4-0788","小型机械挖填沟槽 小型机械挖沟槽 一般土","10","0.049",112.31,4.77,null,{"v":72.6,"d":"72.60"},23.81,11.13]
["49","040103002001","余土弃置(起步第lkm)","","3.88",{"v":5.3,"d":"5.30"},null,null,4.77,0.34,0.19]
[null,null,"12t自卸汽车运土"]
[null,"C1-0124","自卸汽车运土方（运距1km内） 12t","1000","0.00388",5308.27,null,null,4770.62,344.92,192.73]
[" ",null,null," ",null,null," "," "," "," ",null,"表－09"]
["工程量清单综合单价分析表"]
["工程名称：广西中医药大学中国-东盟传统医药文化交流中心、宿舍综合楼、学术报告厅周边景观工程(学术报告厅)",{"$nulls":7},"第15页 共20页"]
["序号","项目编码","项目名称及项目\r\n特征描述","单位","工程量","综合单价","综合单价"]
[{"$nulls":5},"（元）","人工费","材料费","机械费","管理费","利润","其中:\r\n暂估价"]
["50","040103002002","土方运输增(减) m3 . km","m3 . km","15.52",1.55,null,null,1.39,{"v":0.1,"d":"0.10"},0.06]
[null,null,"12t自卸汽车运土"]
[null,null,"工程量暂按增运4公里列计，结算按实际运距作调整"]
[null,"C1-0127","自卸汽车运土方(每增加1km运距) 12t","1000","0.01552",1544.52,null,null,1388.08,100.36,56.08]
[null,null,"广西中医药大学中国-东盟传统医药文化交流中心、宿舍综合楼、学术报告厅周边景观工程(学术报告厅)-给排水"]
[null,null,"分部分项工程"]
[null,null,"管网工程"]
["51","040501004001","PE100塑料给水管及管件安装 DN32","m","114.26",13.51,3.68,8.21,0.18,{"v":1,"d":"1.00"},0.44]
[null,null,"PN=1.0MPa，承插电热熔连接"]
[null,null,"含水压试验、管道冲洗、通水、消毒"]
[null,null,"品牌相当于或优于“联塑”产品"]
[null,"C5-1199换","塑料管安装（热熔插接）管外径（mm以内）32","10m","11.426",96.88,15.55,75.54,null,4.03,1.76]
[null,"C5-1353","给水管道试压 公称直径（mm以内）100","100m","1.1426",221.22,115.13,{"v":39,"d":"39.00"},17.63,34.44,15.02]
[null,"C5-1371","给水管道消毒冲洗 公称直径（mm以内）100","100m","1.1426",160.92,97.61,26.95,null,25.32,11.04]
["52","040501004002","PE100塑料给水管及管件安装 DN40","m","144.00",16.01,3.82,10.52,0.18,1.04,0.45]
[null,null,"PN=1.0MPa，承插电热熔连接"]
[null,null,"含水压试验、管道冲洗、通水、消毒"]
[null,null,"品牌相当于或优于“联塑”产品"]
[null,"C5-1200换","塑料管安装（热熔插接）管外径（mm以内）40","10m","14.400",121.88,16.96,{"v":98.6,"d":"98.60"},null,{"v":4.4,"d":"4.40"},1.92]
[null,"C5-1353","给水管道试压 公称直径（mm以内）100","100m","1.4400",221.22,115.13,{"v":39,"d":"39.00"},17.63,34.44,15.02]
[null,"C5-1371","给水管道消毒冲洗 公称直径（mm以内）100","100m","1.4400",160.92,97.61,26.95,null,25.32,11.04]
["53","040501004003","PE100塑料给水管及管件安装 DN50","m","5.93",21.66,{"v":3.9,"d":"3.90"},16.06,0.18,1.06,0.46]
[null,null,"PN=1.0MPa，承插电热熔连接"]
[" ",null,null," ",null,null," "," "," "," ",null,"表－09"]
["工程量清单综合单价分析表"]
["工程名称：广西中医药大学中国-东盟传统医药文化交流中心、宿舍综合楼、学术报告厅周边景观工程(学术报告厅)",{"$nulls":7},"第16页 共20页"]
["序号","项目编码","项目名称及项目\r\n特征描述","单位","工程量","综合单价","综合单价"]
[{"$nulls":5},"（元）","人工费","材料费","机械费","管理费","利润","其中:\r\n暂估价"]
[null,null,"含水压试验、管道冲洗、通水、消毒"]
[null,null,"品牌相当于或优于“联塑”产品"]
[null,"C5-1201换","塑料管安装（热熔插接）管外径（mm以内）50","10m","0.594",177.93,17.67,153.68,null,4.58,{"v":2,"d":"2.00"}]
[null,"C5-1353","给水管道试压 公称直径（mm以内）100","100m","0.0593",221.22,115.13,{"v":39,"d":"39.00"},17.63,34.44,15.02]
[null,"C5-1371","给水管道消毒冲洗 公称直径（mm以内）100","100m","0.0593",160.92,97.61,26.95,null,25.32,11.04]
["54","040501002001","螺旋焊缝钢管 DN40","m","3.10",41.77,5.56,32.73,1.03,1.71,0.74]
[null,null,"壁厚6mm，PN=1.0MPa"]
[null,"C5-1038换","钢管安装（电弧焊）公称直径(mm以内）50","10m","0.310",417.58,55.56,327.25,10.26,17.07,7.44]
["55","040501004004","增强聚丙烯(FRPP)中空双壁缠绕管 dn300","m","8.36",{"v":136.1,"d":"136.10"},8.94,123.82,0.01,2.32,1.01]
[null,null,"Sn≥8KN/m2"]
[null,null,"承插式胶圈接口"]
[null,"C5-0120换","双壁波纹管敷设（承插式胶圈接口）公称直径（315mm以内）","100m","0.0836",13305.04,763.34,12257.36,null,198.01,86.33]
[null,"C5-0255","管道闭水试验 管径（mm以内）400{水泥砂浆中砂M7.5}","100m","0.0836",305.64,130.76,125.13,0.76,34.12,14.87]
["56","040501004005","增强聚丙烯(FRPP)中空双壁缠绕管 dn500","m","52.39",332.67,15.02,312.03,0.02,{"v":3.9,"d":"3.90"},{"v":1.7,"d":"1.70"}]
[null,null,"Sn≥8KN/m2"]
[null,null,"承插式胶圈接口"]
[null,"C5-0122换","双壁波纹管敷设（承插式胶圈接口）公称直径（500mm以内）","100m","0.5239",32698.83,1286.38,30933.27,null,333.69,145.49]
[null,"C5-0256","管道闭水试验 管径（mm以内）600{水泥砂浆中砂M7.5}","100m","0.5239",568.54,215.93,270.09,1.52,56.41,24.59]
["57","040502005001","快速取水阀 DN25","个","6",148.37,{"v":10.6,"d":"10.60"},133.82,null,2.75,{"v":1.2,"d":"1.20"}]
[null,null,"含Φ210阀箱"]
[null,null,"品牌相当于或优于“上海冠龙”产品"]
[null,"C5-1785换","焊接法兰阀门安装 公称直径（50mm以内）","0","6",148.37,{"v":10.6,"d":"10.60"},133.82,null,2.75,{"v":1.2,"d":"1.20"}]
["58","040502009001","旋翼式水表DN40 PN=1.0MPa","个","1",164.37,{"v":10.6,"d":"10.60"},149.82,null,2.75,{"v":1.2,"d":"1.20"}]
[" ",null,null," ",null,null," "," "," "," ",null,"表－09"]
["工程量清单综合单价分析表"]
["工程名称：广西中医药大学中国-东盟传统医药文化交流中心、宿舍综合楼、学术报告厅周边景观工程(学术报告厅)",{"$nulls":7},"第17页 共20页"]
["序号","项目编码","项目名称及项目\r\n特征描述","单位","工程量","综合单价","综合单价"]
[{"$nulls":5},"（元）","人工费","材料费","机械费","管理费","利润","其中:\r\n暂估价"]
[null,null,"连接方式：法兰连接"]
[null,null,"含表前闸阀"]
[null,null,"品牌相当于或优于“宁波杰克龙”产品"]
[null,"C5-1887换","法兰式水表安装 公称直径（50mm以内）","个","1",164.37,{"v":10.6,"d":"10.60"},149.82,null,2.75,{"v":1.2,"d":"1.20"}]
["59","040502005002","低压螺纹阀门","个","1",71.37,{"v":10.6,"d":"10.60"},56.82,null,2.75,{"v":1.2,"d":"1.20"}]
[null,null,"铸铁闸阀"]
[null,null,"DN40 PN=1.0MPa"]
[null,null,"连接方式：法兰连接"]
[null,null,"品牌相当于或优于“上海冠龙”产品"]
[null,"C5-1785换","焊接法兰阀门安装 公称直径（50mm以内）","个","1",71.37,{"v":10.6,"d":"10.60"},56.82,null,2.75,{"v":1.2,"d":"1.20"}]
["60","040502005003","压力型真空破坏器 DN40","个","1",73.38,16.96,36.99,9.55,6.88,{"v":3,"d":"3.00"}]
[null,null,"品牌相当于或优于“上海冠龙”产品"]
[null,"C5-1825换","压力型真空破坏器安装 公称直径（50mm以内）","个","1",73.38,16.96,36.99,9.55,6.88,{"v":3,"d":"3.00"}]
["61","040504001001","砖砌圆形雨水井DN200","座","1",938.69,160.37,712.82,{"v":4.2,"d":"4.20"},42.69,18.61]
[null,null,"详见06MS201-3,11页"]
[null,null,"水泥砂浆中砂M7.5砌页岩标准砖 240×115×53"]
[null,null,"水泥防水砂浆(加防水粉5％) 1∶2抹灰"]
[null,null,"碎石 GD20  商品普通砼  C15垫层，厚150"]
[null,null,"复合材料井盖(含井座)"]
[null,null,"防坠网：高强度、耐腐蚀聚乙烯尼龙绳"]
[null,"C5-0371换","砖砌定型井 砌砖圆形雨水检查井 井径(700mm) 管径(≤400mm) 井深(1.3m以内){换:碎石 GD20  商品普通砼  C15 换:碎石 GD20  商品普通砼  C30}","座","1",938.69,160.37,712.82,{"v":4.2,"d":"4.20"},42.69,18.61]
["62","040201022001","砖砌排水沟 B=400","m","82.00",410.49,38.42,353.18,3.34,10.83,4.72]
[" ",null,null," ",null,null," "," "," "," ",null,"表－09"]
["工程量清单综合单价分析表"]
["工程名称：广西中医药大学中国-东盟传统医药文化交流中心、宿舍综合楼、学术报告厅周边景观工程(学术报告厅)",{"$nulls":7},"第18页 共20页"]
["序号","项目编码","项目名称及项目\r\n特征描述","单位","工程量","综合单价","综合单价"]
[{"$nulls":5},"（元）","人工费","材料费","机械费","管理费","利润","其中:\r\n暂估价"]
[null,null,"水泥砂浆中砂M7.5砌页岩标准砖 240×115×53"]
[null,null,"内侧：15厚1:2水泥砂浆抹灰,掺5%防水剂"]
[null,null,"底部：150厚C25混凝土垫层"]
[null,null,"沟盖板：500*300*60厚火烧面芝麻白花岗岩(排水沟盖板)"]
[null,"C2-0180","排水沟、截水沟砖砌筑{水泥砂浆中砂M7.5}","10","2.362",5380.26,812.11,4223.94,30.38,218.54,95.29]
[null,"C4-0182换","防水砂浆 15mm厚{换:水泥防水砂浆(加防水粉5％) 1∶2}","10㎡","13.120",188.01,65.16,78.08,14.93,20.78,9.06]
[null,"C3-0106换","混凝土垫层{换:碎石 GD40  商品普通砼  C25}","10","1.328",4657.67,284.13,{"v":4261.3,"d":"4261.30"},4.67,74.91,32.66]
[null,"B-换","500*300*60厚火烧面芝麻白花岗岩(排水沟盖板)","㎡","41.00",{"v":300,"d":"300.00"},null,{"v":300,"d":"300.00"}]
["63","040201022002","砖砌排水沟 B=300","m","65.00",342.08,32.14,{"v":294.2,"d":"294.20"},2.74,9.05,3.95]
[null,null,"水泥砂浆中砂M7.5砌页岩标准砖 240×115×53"]
[null,null,"内侧：15厚1:2水泥砂浆抹灰,掺5%防水剂"]
[null,null,"底部：150厚C25混凝土垫层"]
[null,null,"沟盖板：500*300*60厚火烧面芝麻白花岗岩(排水沟盖板)"]
[null,"C2-0180","排水沟、截水沟砖砌筑{水泥砂浆中砂M7.5}","10","1.560",5380.26,812.11,4223.94,30.38,218.54,95.29]
[null,"C4-0182换","防水砂浆 15mm厚{换:水泥防水砂浆(加防水粉5％) 1∶2}","10㎡","8.450",188.01,65.16,78.08,14.93,20.78,9.06]
[null,"C3-0106换","混凝土垫层{换:碎石 GD40  商品普通砼  C25}","10","0.956",4657.67,284.13,{"v":4261.3,"d":"4261.30"},4.67,74.91,32.66]
[null,"B-换","500*300*60厚火烧面芝麻白花岗岩(排水沟盖板)","㎡","26.00",{"v":300,"d":"300.00"},null,{"v":300,"d":"300.00"}]
["64","040504001002","砖砌沉沙井","座","3",2403.92,{"v":513.7,"d":"513.70"},1678.47,14.86,137.11,59.78]
[null,null,"尺寸：700*700mm"]
[null,null,"200厚C25混凝土垫层"]
[null,null,"M10水泥砂浆砌页岩标准砖 240×115×53"]
[" ",null,null," ",null,null," "," "," "," ",null,"表－09"]
["工程量清单综合单价分析表"]
["工程名称：广西中医药大学中国-东盟传统医药文化交流中心、宿舍综合楼、学术报告厅周边景观工程(学术报告厅)",{"$nulls":7},"第19页 共20页"]
["序号","项目编码","项目名称及项目\r\n特征描述","单位","工程量","综合单价","综合单价"]
[{"$nulls":5},"（元）","人工费","材料费","机械费","管理费","利润","其中:\r\n暂估价"]
[null,null,"20厚1:2水泥砂浆抹面"]
[null,null,"C30混凝土盖板"]
[null,"C5-0671换","非定型井垫层 混凝土{换:碎石 GD20  商品普通砼  C25}","10","0.114",4679.87,256.93,4320.26,5.08,67.97,29.63]
[null,"C5-0673换","非定型井砌筑 砖砌 矩形{换:水泥砂浆中砂M10}","10","0.869",{"v":6507.8,"d":"6507.80"},1365.33,4577.15,41.34,364.89,159.09]
[null,"C5-0678","非定型井抹灰 砖墙 规格：井内侧 20mm{水泥砂浆 1∶2}","100㎡","0.0840",4009.74,{"v":2160.9,"d":"2160.90"},989.99,39.28,570.73,248.84]
[null,"C5-0679","非定型井抹灰 砖墙 规格：井底 20mm{水泥砂浆 1∶2}","100㎡","0.0147",2969.52,{"v":1403,"d":"1403.00"},989.99,39.28,374.13,163.12]
[null,"C3-0552换","钢筋制作、安装 φ10以内","t","0.062",5790.01,991.64,4394.74,24.95,{"v":263.7,"d":"263.70"},114.98]
[null,"C3-0553换","钢筋制作、安装 φ10以上","t","0.015",5773.54,690.54,4678.02,107.65,207.05,90.28]
[null,"C5-0688换","非定型井盖板制作 盖板（板厚cm以内）10{换:碎石 GD40  商品普通砼  C30}","10","0.024",5085.17,460.13,4447.07,4.79,{"v":120.6,"d":"120.60"},52.58]
[null,"C5-0692","非定型井盖板安装 井室盖板（每块体积以内）0.05{水泥砂浆中砂M10}","10","0.024",{"v":3119.8,"d":"3119.80"},1680.27,{"v":761.2,"d":"761.20"},{"v":38.2,"d":"38.20"},445.77,194.36]
["65","010403004001","石挡土墙","","0.98",381.86,90.47,{"v":248.6,"d":"248.60"},6.62,25.19,10.98]
[null,null,"M7.5水泥砂浆浆砌MU30毛石"]
[null,"C1-0152","浆砌挡土墙 块石{水泥砂浆中砂M10}","10","0.098",3818.53,{"v":904.7,"d":"904.70"},2485.98,66.19,251.85,109.81]
["66","040101002001","小型机械挖沟槽","","253.81",6.62,0.36,null,5.59,0.43,0.24]
[null,null,"土壤类别:三类土"]
[null,"C1-0025","挖掘机挖沟槽、基坑土方（斗容量0.4）装车 三类土","1000","0.25381",6612.65,357.12,null,5585.77,429.67,240.09]
["67","040103001001","机械原土回填","","149.18",{"v":4.9,"d":"4.90"},0.47,null,{"v":3.1,"d":"3.10"},0.93,{"v":0.4,"d":"0.40"}]
[null,"C1-0275换","机械换填 原土","10","14.918",48.95,4.66,null,31.01,9.25,4.03]
["68","040103001002","机械回填砂","","93.46",109.55,0.47,105.56,2.44,0.75,0.33]
[null,null,"中、粗砂回填，分层回填"]
[null,"C1-0274","机械换填 砂","10","9.346",1095.49,4.66,1055.64,24.38,7.53,3.28]
["69","040103002001","余土弃置(起步第lkm)","","11.17",{"v":5.3,"d":"5.30"},null,null,4.77,0.34,0.19]
[" ",null,null," ",null,null," "," "," "," ",null,"表－09"]
["工程量清单综合单价分析表"]
["工程名称：广西中医药大学中国-东盟传统医药文化交流中心、宿舍综合楼、学术报告厅周边景观工程(学术报告厅)",{"$nulls":7},"第20页 共20页"]
["序号","项目编码","项目名称及项目\r\n特征描述","单位","工程量","综合单价","综合单价"]
[{"$nulls":5},"（元）","人工费","材料费","机械费","管理费","利润","其中:\r\n暂估价"]
[null,null,"运距:1km，12t自卸汽车运土"]
[null,"C1-0124","自卸汽车运土方（运距1km内） 12t","1000","0.01117",5308.27,null,null,4770.62,344.92,192.73]
["70","040103002002","土方运输增（减）m3·km","m3 . km","44.68",1.55,null,null,1.39,{"v":0.1,"d":"0.10"},0.06]
[null,null,"12t自卸汽车运土"]
[null,null,"工程量暂按增运4公里列计，结算按实际运距作调整"]
[null,"C1-0127","自卸汽车运土方(每增加1km运距) 12t","1000","0.04468",1544.52,null,null,1388.08,100.36,56.08]
{"$rows_empty":19}
[" ",null,null," ",null,null," "," "," "," ",null,"表－09"]

{"sheet":"表-11_总价措施项目清单与计价表","index":7,"n_rows":26,"n_cols":7,"rows_kept":26,"merged":[[0,0,0,6],[1,0,1,4],[5,3,6,3],[9,3,11,3],[14,3,16,3],[19,3,22,3],[24,0,24,6]],"flags":["formulas_cached_only"]}
["总价措施项目清单与计价表"]
["工程名称:广西中医药大学中国-东盟传统医药文化交流中心、宿舍综合楼、学术报告厅周边景观工程(学术报告厅)   ",{"$nulls":5},"第1页 共1页"]
["序\r\n号","项目编码","项 目 名 称","计 算 基 础","费 率(%)\r\n或标准","金 额(元)","备注"]
[null,null,"广西中医药大学中国-东盟传统医药文化交流中心、宿舍综合楼、学术报告厅周边景观工程(学术报告厅)-绿化",null,null,1987.41]
["一",null,"绿化工程(营改增)一般计税法",null,null,1987.41]
["1","桂050501001001","安全文明施工费","∑分部分项、单价措施(人工费+机械费)\r\n(23107.53+8742.02+0+0)","4.32",{"v":1375.9,"d":"1375.90"}]
["3","桂050501003001","雨季施工增加费",null,"1.92",611.51]
[null,null,"广西中医药大学中国-东盟传统医药文化交流中心、宿舍综合楼、学术报告厅周边景观工程(学术报告厅)-园林",null,null,9331.86]
["一",null,"园路园桥工程(营改增)一般计税法",null,null,9331.86]
["1","桂050501001001","安全文明施工费","∑分部分项、单价措施(人工费+机械费)\r\n(98234.71+16126.37+0+0)","4.32",{"v":4940.4,"d":"4940.40"}]
["2","桂050501002001","检验试验配合费",null,"1.92",2195.73]
["3","桂050501003001","雨季施工增加费",null,"1.92",2195.73]
[null,null,"广西中医药大学中国-东盟传统医药文化交流中心、宿舍综合楼、学术报告厅周边景观工程(学术报告厅)-电气",null,null,{"v":1266.3,"d":"1266.30"}]
["一",null,"给排水、燃气、电气、通风空调、消防、建筑智能、通信、自控仪表工程(营改增)一般计税法",null,null,{"v":1266.3,"d":"1266.30"}]
["1","桂031401001001","安全文明施工费","∑分部分项及单价措施费定额(人工费+机械费)\r\n(5507.42+2066.13+0+0)","12.12",917.91]
["2","桂031401002001","检验试验配合费",null,"0.51",38.63]
["3","桂031401003001","雨季施工增加费",null,"4.09",309.76]
[null,null,"广西中医药大学中国-东盟传统医药文化交流中心、宿舍综合楼、学术报告厅周边景观工程(学术报告厅)-给排水",null,null,1884.43]
["一",null,"市政综合工程(营改增)一般计税法",null,null,1884.43]
["1","桂041201001001","安全文明施工费","∑分部分项、单价措施(人工费+机械费)\r\n(9209.41+2793.37+0+0)","11.90",1428.33]
["2","桂041201002001","检验试验配合费",null,"0.50",60.01]
["3","桂041201003001","雨季施工增加费",null,"3.00",360.08]
["4","桂041201004001","工程定位复测费",null,"0.30",36.01]
[null,null,"      合     计",null,null,{"v":14470,"d":"14470.00"}]
["注：以项计算的总价措施，无“计算基础”和“费率”的数值，可只填“金额”数值，但应在备注栏说明施工方案出处或计算方式。"]
[{"$nulls":6},"表-11"]

{"sheet":"表-14_税前项目清单与计价表","index":8,"n_rows":43,"n_cols":7,"rows_kept":43,"merged":[[0,0,0,6],[1,0,1,4],[1,5,1,6],[2,0,4,0],[2,1,4,1],[2,2,4,2],[2,3,4,3],[2,4,4,4],[2,5,2,6],[3,5,4,5],[3,6,4,6],[41,0,41,6],[42,0,42,4]],"flags":["formulas_cached_only"]}
["税前项目清单与计价表"]
["工程名称:广西中医药大学中国-东盟传统医药文化交流中心、宿舍综合楼、学术报告厅周边景观工程(学术报告厅) ",{"$nulls":4},"第1页 共1页"]
["序号","项目编码","项目名称及项目特征\r\n描述","计量单位","工程量","金  额(元)"]
[{"$nulls":5},"单价","合 价"]
[]
[null,null,"广西中医药大学中国-东盟传统医药文化交流中心、宿舍综合楼、学术报告厅周边景观工程(学术报告厅)-园林",{"$nulls":3},{"v":73720,"d":"73720.00"}]
["1","020112001001","刻字","个","2",{"v":600,"d":"600.00"},{"v":1200,"d":"1200.00"}]
[null,null,"字号1"]
[null,null,"字高：2000mm,字体：宋体，文字阴刻5mm，红色氟碳漆饰面"]
["2","020112001002","刻字","个","45",{"v":150,"d":"150.00"},{"v":6750,"d":"6750.00"}]
[null,null,"字号2"]
[null,null,"字高：500mm,字体：宋体，文字阴刻3mm，红色氟碳漆饰面"]
["3","020112001003","刻字","个","1919",{"v":30,"d":"30.00"},{"v":57570,"d":"57570.00"}]
[null,null,"字号3"]
[null,null,"字高：100mm,字体：宋体，文字阴刻2mm，红色氟碳漆饰面"]
["4","050307017001","垃圾箱","个","7",{"v":850,"d":"850.00"},{"v":5950,"d":"5950.00"}]
[null,null,"不锈钢喷塑"]
[null,null,"尺寸：长1*宽0.42*高1m"]
["5","020202006001","坐凳","个","5",{"v":450,"d":"450.00"},{"v":2250,"d":"2250.00"}]
[null,null,"木纹塑胶木+不锈钢框架"]
[null,null,"尺寸：长1.5*宽0.41*高0.4m"]
[null,null,"            合         计",{"$nulls":3},{"v":73720,"d":"73720.00"}]
{"$rows_empty":19}
["注：税前项目包含除增值税以外的所有费用。"]
[{"$nulls":6},"表-14"]

{"sheet":"表-15_规费、增值税计价表","index":9,"n_rows":58,"n_cols":5,"rows_kept":58,"merged":[[0,0,0,4],[1,0,1,3],[6,2,13,2],[18,2,25,2],[28,0,28,4],[29,0,29,3],[34,2,41,2],[46,2,53,2]],"flags":["formulas_cached_only"]}
["规费、增值税计价表"]
["工程名称:广西中医药大学中国-东盟传统医药文化交流中心、宿舍综合楼、学术报告厅周边景观工程(学术报告厅)",{"$nulls":3},"第1页 共2页"]
["序号","项目名称","计算基础","计算费率(%)","金额(元)"]
[null,"广西中医药大学中国-东盟传统医药文化交流中心、宿舍综合楼、学术报告厅周边景观工程(学术报告厅)-绿化",null,null,19401.32]
["一","绿化工程(营改增)一般计税法",null,null,19401.32]
["1","规费","1.1+1.2+1.3",null,7301.98]
["1.1","社会保险费","∑(分部分项人工费+单价措施人工费)\r\n(23107.53+0)","29.35",6782.06]
["1.1.1","养老保险费",null,"17.22",3979.12]
["1.1.2","失业保险费",null,"0.34",78.57]
["1.1.3","医疗保险费",null,"10.25",2368.52]
["1.1.4","生育保险费",null,"0.64",147.89]
["1.1.5","工伤保险费",null,"0.90",207.97]
["1.2","住房公积金",null,"1.85",427.49]
["1.3","工程排污费",null,"0.40",92.43]
["2","增值税","Σ（分部分项工程费及单价措施项目费+总价措施项目费+其他项目费+税前项目费+规费）\r\n(125147.72+1987.41+0+0+7301.98)","9.00",12099.34]
[null,"广西中医药大学中国-东盟传统医药文化交流中心、宿舍综合楼、学术报告厅周边景观工程(学术报告厅)-园林",null,null,117109.97]
["一","园路园桥工程(营改增)一般计税法",null,null,117109.97]
["1","规费","1.1+1.2+1.3",null,31042.17]
["1.1","社会保险费","∑(分部分项人工费+单价措施人工费)\r\n(98234.71+0)","29.35",28831.89]
["1.1.1","养老保险费",null,"17.22",16916.02]
["1.1.2","失业保险费",null,"0.34",{"v":334,"d":"334.00"}]
["1.1.3","医疗保险费",null,"10.25",10069.06]
["1.1.4","生育保险费",null,"0.64",{"v":628.7,"d":"628.70"}]
["1.1.5","工伤保险费",null,"0.90",884.11]
["1.2","住房公积金",null,"1.85",1817.34]
["1.3","工程排污费",null,"0.40",392.94]
["2","增值税","Σ（分部分项工程费及单价措施项目费+总价措施项目费+其他项目费+税前项目费+规费）\r\n(842214.9+9331.86+0+73720+31042.17)","9.00",{"v":86067.8,"d":"86067.80"}]
[{"$nulls":4},"表-15"]
["规费、增值税计价表"]
["工程名称:广西中医药大学中国-东盟传统医药文化交流中心、宿舍综合楼、学术报告厅周边景观工程(学术报告厅)",{"$nulls":3},"第2页 共2页"]
["序号","项目名称","计算基础","计算费率(%)","金额(元)"]
[null,"广西中医药大学中国-东盟传统医药文化交流中心、宿舍综合楼、学术报告厅周边景观工程(学术报告厅)-电气",null,null,5518.27]
["一","给排水、燃气、电气、通风空调、消防、建筑智能、通信、自控仪表工程(营改增)一般计税法",null,null,5518.27]
["1","规费","1.1+1.2+1.3",null,1740.35]
["1.1","社会保险费","∑(分部分项人工费+单价措施人工费)\r\n(5507.42+0)","29.35",1616.43]
["1.1.1","养老保险费",null,"17.22",948.38]
["1.1.2","失业保险费",null,"0.34",18.73]
["1.1.3","医疗保险费",null,"10.25",564.51]
["1.1.4","生育保险费",null,"0.64",35.25]
["1.1.5","工伤保险费",null,"0.90",49.57]
["1.2","住房公积金",null,"1.85",101.89]
["1.3","工程排污费",null,"0.40",22.03]
["2","增值税","Σ（分部分项工程费及单价措施项目费+总价措施项目费+其他项目费+税前项目费+规费）\r\n(38970.19+1266.3+0+0+1740.35)","9.00",3777.92]
[null,"广西中医药大学中国-东盟传统医药文化交流中心、宿舍综合楼、学术报告厅周边景观工程(学术报告厅)-给排水",null,null,12438.07]
["一","市政综合工程(营改增)一般计税法",null,null,12438.07]
["1","规费","1.1+1.2+1.3",null,2910.17]
["1.1","社会保险费","∑(分部分项人工费+单价措施人工费)\r\n(9209.41+0)","29.35",2702.96]
["1.1.1","养老保险费",null,"17.22",1585.86]
["1.1.2","失业保险费",null,"0.34",31.31]
["1.1.3","医疗保险费",null,"10.25",943.96]
["1.1.4","生育保险费",null,"0.64",58.94]
["1.1.5","工伤保险费",null,"0.90",82.88]
["1.2","住房公积金",null,"1.85",170.37]
["1.3","工程排污费",null,"0.40",36.84]
["2","增值税","Σ（分部分项工程费及单价措施项目费+总价措施项目费+其他项目费+税前项目费+规费）\r\n(101070.98+1884.43+0+0+2910.17)","9.00",{"v":9527.9,"d":"9527.90"}]
[null,"       合          计",null,null,154467.63]
[]
[{"$nulls":4},"表-15"]

{"sheet":"主要材料及价格表(有信息价)","index":10,"n_rows":41,"n_cols":6,"rows_kept":41,"merged":[[0,0,0,5],[1,0,1,2],[1,4,1,5]],"flags":["formulas_cached_only"]}
["主要材料及价格表"]
["工程名称:广西中医药大学中国-东盟传统医药文化交流中心、宿舍综合楼、学术报告厅周边景观工程(学术报告厅)",{"$nulls":3},"第1页  共1页"]
["序号","材料编码","项目名称及规格、型号等特殊要求","单位","数量","单价（元）"]
[1,"010903001","螺纹钢筋HRB400 三级 Ф10以内 综合","kg",{"v":63.24,"d":"63.240"},4.27]
[2,"010903002","圆钢HPB300 Φ10以上(综合)","kg",{"v":15.6,"d":"15.600"},4.43]
[3,"012902027","钢板 3～10mm","kg",2.158,4.23]
[4,"030183001","铁钉(综合)","kg",0.149,5.31]
[5,"031311001","电焊条（综合）","kg",1.066,{"v":6.5,"d":"6.50"}]
[6,"040102001","普通硅酸盐水泥 32.5MPa","t",5.447,454.87]
[7,"040102001","普通硅酸盐水泥 32.5MPa","t",28.628,490.27]
[8,"040301001","砂(综合)","",102.751,174.76]
[9,"040301004","中砂","",15.282,179.61]
[10,"040502003","碎石 5～20mm","",183.414,121.36]
[11,"040502004","碎石 5～40mm","",152.845,121.36]
[12,"041101001","毛石(块石)","",1.143,100.97]
[13,"041301001","页岩标准砖 240×115×53","千块",25.659,631.07]
[14,"050306001","周转板枋材","",0.001,920.35]
[15,"050306002","周转枋材","",0.007,920.35]
[16,"130503001","沥青漆","kg",{"v":2.1,"d":"2.100"},9.29]
[17,"143901002","乙炔气","kg",0.233,6.64]
[18,"143906001","氧气","",0.728,3.98]
[19,"341101001","水","",971.243,3.34]
[20,"350102003","组合钢模板","kg",1.404,5.31]
[21,"350103001","胶合板模板 1830×915×18","㎡",0.136,28.32]
[22,"350203001","零星卡具","kg",0.338,4.07]
[23,"043103002","碎石 GD20  商品普通砼  C15","",0.133,398.06]
[24,"043103002","碎石 GD20  商品普通砼  C15","",2.183,398.06]
[25,"043103004","碎石 GD20  商品普通砼  C25","",1.163,418.48]
[26,"043103005","碎石 GD20  商品普通砼  C30","",{"v":0.03,"d":"0.030"},428.16]
[27,"043104002","碎石 GD40  商品普通砼  C15","",371.876,398.06]
[28,"043104004","碎石 GD40  商品普通砼  C25","",23.182,418.45]
[29,"043104005","碎石 GD40  商品普通砼  C30","",0.244,428.16]
[30,"172500000","PE100给水管  dn32 PN=1.0MPa","m",{"v":114.26,"d":"114.260"},{"v":7.5,"d":"7.50"}]
[31,"172500000","PE100给水管  dn40 PN=1.0MPa","m",{"v":144,"d":"144.000"},{"v":9.8,"d":"9.80"}]
[32,"172500000","PE100给水管  dn50 PN=1.0MPa","m",{"v":5.94,"d":"5.940"},{"v":15.3,"d":"15.30"}]
[33,"290602000","螺旋焊缝钢管,壁厚6mm DN40","m",3.147,{"v":32,"d":"32.00"}]
[34,"Z040506001","中砂","",40.014,174.76]
[35,"Z041301002","页岩标准砖 240×115×53","块",158.021,0.63]
[36,"140301004","国V汽油 92#","kg",56.602,6.59]
[37,"140304001","轻柴油 0#","kg",{"v":1485.73,"d":"1485.730"},5.39]
[38,"341103001","电","kW.h",1885.337,0.59]

{"sheet":"税前项目工程量清单综合单价分析表","index":11,"n_rows":28,"n_cols":12,"rows_kept":28,"merged":[[0,0,0,11],[1,0,1,7],[1,8,1,11],[2,0,3,0],[2,1,3,1],[2,2,3,2],[2,3,3,3],[2,4,3,4],[2,6,2,11]],"flags":["formulas_cached_only"]}
["税前工程量清单综合单价分析表"]
["工程名称：广西中医药大学中国-东盟传统医药文化交流中心、宿舍综合楼、学术报告厅周边景观工程(学术报告厅)",{"$nulls":7},"第1页 共1页"]
["序号","项目编码","项目名称及项目\r\n特征描述","单位","工程量","综合单价","综合单价"]
[{"$nulls":5},"（元）","人工费","材料费","机械费","管理费","利润","其中:\r\n暂估价"]
[null,null,"广西中医药大学中国-东盟传统医药文化交流中心、宿舍综合楼、学术报告厅周边景观工程(学术报告厅)-园林"]
["1","020112001001","刻字","个","2",{"v":600,"d":"600.00"},{"v":600,"d":"600.00"}]
[null,null,"字号1"]
[null,null,"字高：2000mm,字体：宋体，文字阴刻5mm，红色氟碳漆饰面"]
[null,"B-换","字号1刻字","个","2",{"v":600,"d":"600.00"},{"v":600,"d":"600.00"}]
["2","020112001002","刻字","个","45",{"v":150,"d":"150.00"},null,{"v":150,"d":"150.00"}]
[null,null,"字号2"]
[null,null,"字高：500mm,字体：宋体，文字阴刻3mm，红色氟碳漆饰面"]
[null,"B-换","字号2刻字","个","45",{"v":150,"d":"150.00"},null,{"v":150,"d":"150.00"}]
["3","020112001003","刻字","个","1919",{"v":30,"d":"30.00"},null,{"v":30,"d":"30.00"}]
[null,null,"字号3"]
[null,null,"字高：100mm,字体：宋体，文字阴刻2mm，红色氟碳漆饰面"]
[null,"B-换","字号2刻字","个","1919",{"v":30,"d":"30.00"},null,{"v":30,"d":"30.00"}]
["4","050307017001","垃圾箱","个","7",{"v":850,"d":"850.00"},null,{"v":850,"d":"850.00"}]
[null,null,"不锈钢喷塑"]
[null,null,"尺寸：长1*宽0.42*高1m"]
[null,"B-","垃圾箱","个","7",{"v":850,"d":"850.00"},null,{"v":850,"d":"850.00"}]
["5","020202006001","坐凳","个","5",{"v":450,"d":"450.00"},null,{"v":450,"d":"450.00"}]
[null,null,"木纹塑胶木+不锈钢框架"]
[null,null,"尺寸：长1.5*宽0.41*高0.4m"]
[null,"B-换","坐凳","个","5",{"v":450,"d":"450.00"},null,{"v":450,"d":"450.00"}]
[null,null,"#### 总合计 ####"]
[]
[" ",null,null," ",null,null," "," "," "," "]